{"text_format":"1","workbook":"xlsx","n_sheets":13,"sheets":["DBH-Upgrade","data","NL","EN","FR","DE","NR","SP","SW","TS","ExtraTaal1","ExtraTaal2","ExtraTaal3"],"not_rendered":{"charts":0,"images":6,"macros":1,"external_links":0,"defined_names":10,"comments":1,"pivot_tables":0},"unopened":[],"bounds":{"document_bytes":16777216,"sheet_cells":100000,"rows_first":2000,"rows_last":500,"rows_between":2000,"halvings":0,"cell_chars":16384,"cell_head_chars":4096},"cells_cut":0,"cells_raw":0,"read":"whole","date_system":"1900"}

{"sheet":"DBH-Upgrade","index":0,"n_rows":28,"n_cols":13,"rows_kept":28,"cut":false,"hidden":false,"merged":[[18,1,18,12],[14,6,14,8],[12,1,12,3],[12,6,12,8],[12,11,15,12],[13,1,13,3],[13,6,13,8],[5,5,5,8],[7,10,7,11],[11,1,11,3],[11,6,11,8],[11,11,11,12],[8,10,9,11],[7,5,7,8],[8,12,9,12],[3,5,3,8],[3,9,3,10],[1,1,1,10],[4,1,4,2],[4,5,4,8],[4,9,4,10]]}
[]
[null,{"$f":"IF(data!$CC$18=7,\"Effektsimulering DBH-upgrade\",\"Selectiontool DBH-upgrade\")","v":"Selectiontool DBH-upgrade"}]
[]
[null,null,null,null,null,"Taal/Language/Sprache/Langue/Språk/Lengua/Jazyk",null,null,null,"Español"]
[null,null,null,null,null,{"$f":"IF(data!$CC$18=1,NL!F3,IF(data!$CC$18=2,EN!F3,IF(data!$CC$18=3,FR!F3,IF(data!$CC$18=4,DE!F3,IF(data!$CC$18=5,NR!F3,IF(data!$CC$18=6,SP!F3,IF(data!$CC$18=7,SW!F3,IF(data!$CC$18=8,TS!F3,IF(data!$CC$18=9,ExtraTaal1!F3,IF(data!$CC$18=10,ExtraTaal2!F3,IF(data!$CC$18=11,ExtraTaal3!F3,)))))))))))","v":"Dispositivo estático"},null,null,null,"Linea"]
[null,null,null,null,null,{"$f":"IF(data!$CC$18=1,NL!E4,IF(data!$CC$18=2,EN!E4,IF(data!$CC$18=3,FR!E4,IF(data!$CC$18=4,DE!E4,IF(data!$CC$18=5,NR!E4,IF(data!$CC$18=6,SP!E4,IF(data!$CC$18=7,SW!E4,IF(data!$CC$18=8,TS!E4,IF(data!$CC$18=9,ExtraTaal1!E4,IF(data!$CC$18=10,ExtraTaal2!E4,IF(data!$CC$18=11,ExtraTaal3!E4,)))))))))))&IF(data!$CC$18=8,\" [centimetr]\",\" [centimeter]\")","v":"Versión [centimeter]"},null,null,null,65,70,10,{"$f":"data!H5","v":11.5}]
[null,null,null,null,null,null,null,null,null,{"$f":"IF(data!$CC$18=1,NL!B4,IF(data!$CC$18=2,EN!B4,IF(data!$CC$18=3,FR!B4,IF(data!$CC$18=4,DE!B4,IF(data!$CC$18=5,NR!B4,IF(data!$CC$18=6,SP!B4,IF(data!$CC$18=7,SW!B4,IF(data!$CC$18=8,TS!B4,IF(data!$CC$18=9,ExtraTaal1!B4,IF(data!$CC$18=10,ExtraTaal2!B4,IF(data!$CC$18=11,ExtraTaal3!B4,)))))))))))","v":"Altura"},{"$f":"IF(data!$CC$18=1,NL!B3,IF(data!$CC$18=2,EN!B3,IF(data!$CC$18=3,FR!B3,IF(data!$CC$18=4,DE!B3,IF(data!$CC$18=5,NR!B3,IF(data!$CC$18=6,SP!B3,IF(data!$CC$18=7,SW!B3,IF(data!$CC$18=8,TS!B3,IF(data!$CC$18=9,ExtraTaal1!B3,IF(data!$CC$18=10,ExtraTaal2!B3,IF(data!$CC$18=11,ExtraTaal3!B3,)))))))))))","v":"Longitud"},{"$f":"IF(data!$CC$18=1,NL!B5,IF(data!$CC$18=2,EN!B5,IF(data!$CC$18=3,FR!B5,IF(data!$CC$18=4,DE!B5,IF(data!$CC$18=5,NR!B5,IF(data!$CC$18=6,SP!B5,IF(data!$CC$18=7,SW!B5,IF(data!$CC$18=8,TS!B5,IF(data!$CC$18=9,ExtraTaal1!B5,IF(data!$CC$18=10,ExtraTaal2!B5,IF(data!$CC$18=11,ExtraTaal3!B5,)))))))))))","v":"Tipo"},{"$f":"IF(data!$CC$18=1,NL!B6,IF(data!$CC$18=2,EN!B6,IF(data!$CC$18=3,FR!B6,IF(data!$CC$18=4,DE!B6,IF(data!$CC$18=5,NR!B6,IF(data!$CC$18=6,SP!B6,IF(data!$CC$18=7,SW!B6,IF(data!$CC$18=8,TS!B6,IF(data!$CC$18=9,ExtraTaal1!B6,IF(data!$CC$18=10,ExtraTaal2!B6,IF(data!$CC$18=11,ExtraTaal3!B6,)))))))))))","v":"Profund."}]
[null,null,null,null,null,{"$f":"IF(data!$CC$18=1,NL!H4,IF(data!$CC$18=2,EN!H4,IF(data!$CC$18=3,FR!H4,IF(data!$CC$18=4,DE!H4,IF(data!$CC$18=5,NR!H4,IF(data!$CC$18=6,SP!H4,IF(data!$CC$18=7,SW!H4,IF(data!$CC$18=8,TS!H4,IF(data!$CC$18=9,ExtraTaal1!H4,IF(data!$CC$18=10,ExtraTaal2!H4,IF(data!$CC$18=11,ExtraTaal3!H4,)))))))))))","v":"DBH set"},null,null,null,null,70,null,{"$f":"data!$BU$2","v":10}]
[null,null,null,null,null,null,null,null,null,{"$f":"IF(data!$CC$18=1,NL!B3,IF(data!$CC$18=2,EN!B3,IF(data!$CC$18=3,FR!B3,IF(data!$CC$18=4,DE!B3,IF(data!$CC$18=5,NR!B3,IF(data!$CC$18=6,SP!B3,IF(data!$CC$18=7,SW!B3,)))))))","v":"Longitud"},{"$f":"IF(data!$CC$18=1,NL!B3,IF(data!$CC$18=2,EN!B3,IF(data!$CC$18=3,FR!B3,IF(data!$CC$18=4,DE!B3,IF(data!$CC$18=5,NR!B3,IF(data!$CC$18=6,SP!B3,IF(data!$CC$18=7,SW!B3,IF(data!$CC$18=8,TS!B3,IF(data!$CC$18=9,ExtraTaal1!B3,IF(data!$CC$18=10,ExtraTaal2!B3,IF(data!$CC$18=11,ExtraTaal3!B3,)))))))))))&\" [cm]\"","v":"Longitud [cm]"},null,{"$f":"IF(data!$CC$18=1,NL!H3,IF(data!$CC$18=2,EN!H3,IF(data!$CC$18=3,FR!H3,IF(data!$CC$18=4,DE!H3,IF(data!$CC$18=5,NR!H3,IF(data!$CC$18=6,SP!H3,IF(data!$CC$18=7,SW!H3,IF(data!$CC$18=8,TS!H3,IF(data!$CC$18=9,ExtraTaal1!H3,IF(data!$CC$18=10,ExtraTaal2!H3,IF(data!$CC$18=11,ExtraTaal3!H3,)))))))))))","v":"Unit"}]
[null,{"$f":"IF(data!$CC$18=1,NL!E5,IF(data!$CC$18=2,EN!E5,IF(data!$CC$18=3,FR!E5,IF(data!$CC$18=4,DE!E5,IF(data!$CC$18=5,NR!E5,IF(data!$CC$18=6,SP!E5,IF(data!$CC$18=7,SW!E5,IF(data!$CC$18=8,TS!E5,IF(data!$CC$18=9,ExtraTaal1!E5,IF(data!$CC$18=10,ExtraTaal2!E5,IF(data!$CC$18=11,ExtraTaal3!E5,)))))))))))","v":"Temperaturas"}]
[null,{"$f":"IF(data!$CC$18=1,NL!B8,IF(data!$CC$18=2,EN!B8,IF(data!$CC$18=3,FR!B8,IF(data!$CC$18=4,DE!B8,IF(data!$CC$18=5,NR!B8,IF(data!$CC$18=6,SP!B8,IF(data!$CC$18=7,SW!B8,IF(data!$CC$18=8,TS!B8,IF(data!$CC$18=9,ExtraTaal1!B8,IF(data!$CC$18=10,ExtraTaal2!B8,IF(data!$CC$18=11,ExtraTaal3!B8,)))))))))))","v":"Calefacción:"},null,null,null,null,{"$f":"IF(data!$CC$18=1,NL!G8,IF(data!$CC$18=2,EN!G8,IF(data!$CC$18=3,FR!G8,IF(data!$CC$18=4,DE!G8,IF(data!$CC$18=5,NR!G8,IF(data!$CC$18=6,SP!G8,IF(data!$CC$18=7,SW!G8,IF(data!$CC$18=8,TS!G8,IF(data!$CC$18=9,ExtraTaal1!G8,IF(data!$CC$18=10,ExtraTaal2!G8,IF(data!$CC$18=11,ExtraTaal3!G8,)))))))))))","v":"Enfriamiento:"}]
[null,{"$f":"IF(data!$CC$18=1,NL!B9,IF(data!$CC$18=2,EN!B9,IF(data!$CC$18=3,FR!B9,IF(data!$CC$18=4,DE!B9,IF(data!$CC$18=5,NR!B9,IF(data!$CC$18=6,SP!B9,IF(data!$CC$18=7,SW!B9,IF(data!$CC$18=8,TS!B9,IF(data!$CC$18=9,ExtraTaal1!B9,IF(data!$CC$18=10,ExtraTaal2!B9,IF(data!$CC$18=11,ExtraTaal3!B9,)))))))))))","v":"Agua impulsión"},{"$f":"IF(data!$CC$18=1,NL!C9,IF(data!$CC$18=2,EN!C9,IF(data!$CC$18=3,FR!C9,IF(data!$CC$18=4,DE!C9,IF(data!$CC$18=5,NR!C9,IF(data!$CC$18=6,SP!C9,IF(data!$CC$18=7,SW!C9,IF(data!$CC$18=8,TS!C9,IF(data!$CC$18=9,ExtraTaal1!C9,IF(data!$CC$18=10,ExtraTaal2!C9,IF(data!$CC$18=11,ExtraTaal3!C9,)))))))))))","v":0},{"$f":"IF(data!$CC$18=1,NL!D9,IF(data!$CC$18=2,EN!D9,IF(data!$CC$18=3,FR!D9,IF(data!$CC$18=4,DE!D9,IF(data!$CC$18=5,NR!D9,IF(data!$CC$18=6,SP!D9,IF(data!$CC$18=7,SW!D9,IF(data!$CC$18=8,TS!D9,IF(data!$CC$18=9,ExtraTaal1!D9,IF(data!$CC$18=10,ExtraTaal2!D9,IF(data!$CC$18=11,ExtraTaal3!D9,)))))))))))","v":0},75,{"$f":"IF(data!$BZ$2=1,\"°C\",IF(data!$BZ$2=2,\"°F\",))","v":"°C"},{"$f":"B12","v":"Agua impulsión"},0,0,15.999999999999998,{"$f":"F12","v":"°C"},{"$f":"IF(data!$CC$18=1,NL!G4,IF(data!$CC$18=2,EN!G4,IF(data!$CC$18=3,FR!G4,IF(data!$CC$18=4,DE!G4,IF(data!$CC$18=5,NR!G4,IF(data!$CC$18=6,SP!G4,IF(data!$CC$18=7,SW!G4,IF(data!$CC$18=8,TS!G4,IF(data!$CC$18=9,ExtraTaal1!G4,IF(data!$CC$18=10,ExtraTaal2!G4,IF(data!$CC$18=11,ExtraTaal3!G4,)))))))))))","v":"Convers. de unidades"}]
[null,{"$f":"IF(data!$CC$18=1,NL!B10,IF(data!$CC$18=2,EN!B10,IF(data!$CC$18=3,FR!B10,IF(data!$CC$18=4,DE!B10,IF(data!$CC$18=5,NR!B10,IF(data!$CC$18=6,SP!B10,IF(data!$CC$18=7,SW!B10,IF(data!$CC$18=8,TS!B10,IF(data!$CC$18=9,ExtraTaal1!B10,IF(data!$CC$18=10,ExtraTaal2!B10,IF(data!$CC$18=11,ExtraTaal3!B10,)))))))))))","v":"Agua retorno"},{"$f":"IF(data!$CC$18=1,NL!C10,IF(data!$CC$18=2,EN!C10,IF(data!$CC$18=3,FR!C10,IF(data!$CC$18=4,DE!C10,IF(data!$CC$18=5,NR!C10,IF(data!$CC$18=6,SP!C10,IF(data!$CC$18=7,SW!C10,IF(data!$CC$18=8,TS!C10,IF(data!$CC$18=9,ExtraTaal1!C10,IF(data!$CC$18=10,ExtraTaal2!C10,IF(data!$CC$18=11,ExtraTaal3!C10,)))))))))))","v":0},{"$f":"IF(data!$CC$18=1,NL!D10,IF(data!$CC$18=2,EN!D10,IF(data!$CC$18=3,FR!D10,IF(data!$CC$18=4,DE!D10,IF(data!$CC$18=5,NR!D10,IF(data!$CC$18=6,SP!D10,IF(data!$CC$18=7,SW!D10,IF(data!$CC$18=8,TS!D10,IF(data!$CC$18=9,ExtraTaal1!D10,IF(data!$CC$18=10,ExtraTaal2!D10,IF(data!$CC$18=11,ExtraTaal3!D10,)))))))))))","v":0},65,{"$f":"F12","v":"°C"},{"$f":"B13","v":"Agua retorno"},0,0,18.000000000000004,{"$f":"F12","v":"°C"}]
[null,{"$f":"IF(data!$CC$18=1,NL!B11,IF(data!$CC$18=2,EN!B11,IF(data!$CC$18=3,FR!B11,IF(data!$CC$18=4,DE!B11,IF(data!$CC$18=5,NR!B11,IF(data!$CC$18=6,SP!B11,IF(data!$CC$18=7,SW!B11,IF(data!$CC$18=8,TS!B11,IF(data!$CC$18=9,ExtraTaal1!B11,IF(data!$CC$18=10,ExtraTaal2!B11,IF(data!$CC$18=11,ExtraTaal3!B11,)))))))))))","v":"Ambiente (bulbo seco)"},{"$f":"IF(data!$CC$18=1,NL!C11,IF(data!$CC$18=2,EN!C11,IF(data!$CC$18=3,FR!C11,IF(data!$CC$18=4,DE!C11,IF(data!$CC$18=5,NR!C11,IF(data!$CC$18=6,SP!C11,IF(data!$CC$18=7,SW!C11,IF(data!$CC$18=8,TS!C11,IF(data!$CC$18=9,ExtraTaal1!C11,IF(data!$CC$18=10,ExtraTaal2!C11,IF(data!$CC$18=11,ExtraTaal3!C11,)))))))))))","v":0},{"$f":"IF(data!$CC$18=1,NL!D11,IF(data!$CC$18=2,EN!D11,IF(data!$CC$18=3,FR!D11,IF(data!$CC$18=4,DE!D11,IF(data!$CC$18=5,NR!D11,IF(data!$CC$18=6,SP!D11,IF(data!$CC$18=7,SW!D11,IF(data!$CC$18=8,TS!D11,IF(data!$CC$18=9,ExtraTaal1!D11,IF(data!$CC$18=10,ExtraTaal2!D11,IF(data!$CC$18=11,ExtraTaal3!D11,)))))))))))","v":0},20,{"$f":"F12","v":"°C"},{"$f":"B14","v":"Ambiente (bulbo seco)"},0,0,26.999999999999996,{"$f":"F12","v":"°C"}]
[null,null,null,null,null,null,{"$f":"IF(data!$CC$18=1,NL!$G$3,IF(data!$CC$18=2,EN!$G$3,IF(data!$CC$18=3,FR!$G$3,IF(data!$CC$18=4,DE!$G$3,IF(data!$CC$18=5,NR!$G$3,IF(data!$CC$18=6,SP!$G$3,IF(data!$CC$18=7,SW!$G$3,IF(data!$CC$18=8,TS!G3,IF(data!$CC$18=9,ExtraTaal1!G3,IF(data!$CC$18=10,ExtraTaal2!G3,IF(data!$CC$18=11,ExtraTaal3!G3,)))))))))))","v":"Hum. Relativa"},null,null,0.5]
[]
[]
[null,{"$f":"IF(data!$CC$18=1,NL!B16,IF(data!$CC$18=2,EN!B16,IF(data!$CC$18=3,FR!B16,IF(data!$CC$18=4,DE!B16,IF(data!$CC$18=5,NR!B16,IF(data!$CC$18=6,SP!B16,IF(data!$CC$18=7,SW!B16,IF(data!$CC$18=8,TS!B16,IF(data!$CC$18=9,ExtraTaal1!B16,IF(data!$CC$18=10,ExtraTaal2!B16,IF(data!$CC$18=11,ExtraTaal3!B16,)))))))))))","v":"Velocidad del ventilador"},{"$f":"IF(data!$CC$18=1,NL!B19,IF(data!$CC$18=2,EN!B19,IF(data!$CC$18=3,FR!B19,IF(data!$CC$18=4,DE!B19,IF(data!$CC$18=5,NR!B19,IF(data!$CC$18=6,SP!B19,IF(data!$CC$18=7,SW!B19,IF(data!$CC$18=8,TS!B19,IF(data!$CC$18=9,ExtraTaal1!B19,IF(data!$CC$18=10,ExtraTaal2!B19,IF(data!$CC$18=11,ExtraTaal3!B19,)))))))))))","v":" Voltaje control [V]"},{"$f":"IF(data!$CC$18=1,NL!C14,IF(data!$CC$18=2,EN!C14,IF(data!$CC$18=3,FR!C14,IF(data!$CC$18=4,DE!C14,IF(data!$CC$18=5,NR!C14,IF(data!$CC$18=6,SP!C14,IF(data!$CC$18=7,SW!C14,IF(data!$CC$18=8,TS!C14,IF(data!$CC$18=9,ExtraTaal1!C14,IF(data!$CC$18=10,ExtraTaal2!C14,IF(data!$CC$18=11,ExtraTaal3!C14,)))))))))))&IF(data!BZ2=1,\" [W]\",IF(data!BZ2=2,\" [Btu/h]\",))","v":"Emisión calefacción [W]"},{"$f":"IF(data!$CC$18=1,NL!D14,IF(data!$CC$18=2,EN!D14,IF(data!$CC$18=3,FR!D14,IF(data!$CC$18=4,DE!D14,IF(data!$CC$18=5,NR!D14,IF(data!$CC$18=6,SP!D14,IF(data!$CC$18=7,SW!D14,IF(data!$CC$18=8,TS!D14,IF(data!$CC$18=9,ExtraTaal1!D14,IF(data!$CC$18=10,ExtraTaal2!D14,IF(data!$CC$18=11,ExtraTaal3!D14,)))))))))))&IF(data!BZ2=1,\" [kg/h]\",IF(data!BZ2=2,\" [GPM]**\",))","v":"Caudal de agua, calefacción [kg/h]"},{"$f":"IF(data!$CC$18=1,NL!F6,IF(data!$CC$18=2,EN!F6,IF(data!$CC$18=3,FR!F6,IF(data!$CC$18=4,DE!F6,IF(data!$CC$18=5,NR!F6,IF(data!$CC$18=6,SP!F6,IF(data!$CC$18=7,SW!F6,IF(data!$CC$18=8,TS!F6,IF(data!$CC$18=9,ExtraTaal1!F6,IF(data!$CC$18=10,ExtraTaal2!F6,IF(data!$CC$18=11,ExtraTaal3!F6,)))))))))))&\" [\"&IF(data!BZ2=1,\"kPa\",IF(data!BZ2=2,\"ftH2O\"))&\"]\"","v":"Pérdida de carga del agua [kPa]"},{"$f":"IF(data!$CC$18=1,NL!E14,IF(data!$CC$18=2,EN!E14,IF(data!$CC$18=3,FR!E14,IF(data!$CC$18=4,DE!E14,IF(data!$CC$18=5,NR!E14,IF(data!$CC$18=6,SP!E14,IF(data!$CC$18=7,SW!E14,IF(data!$CC$18=8,TS!E14,IF(data!$CC$18=9,ExtraTaal1!E14,IF(data!$CC$18=10,ExtraTaal2!E14,IF(data!$CC$18=11,ExtraTaal3!E14,)))))))))))&IF(data!BZ2=1,\" [W]**\",IF(data!BZ2=2,\" [Btu/h]*\",))","v":"Emisión sensible Frío [W]**"},{"$f":"E18","v":"Caudal de agua, calefacción [kg/h]"},{"$f":"F18","v":"Pérdida de carga del agua [kPa]"},{"$f":"IF(data!$CC$18=1,NL!I13,IF(data!$CC$18=2,EN!I13,IF(data!$CC$18=3,FR!I13,IF(data!$CC$18=4,DE!I13,IF(data!$CC$18=5,NR!I13,IF(data!$CC$18=6,SP!I13,IF(data!$CC$18=7,SW!I13,IF(data!$CC$18=8,TS!I13,IF(data!$CC$18=9,ExtraTaal1!I13,IF(data!$CC$18=10,ExtraTaal2!I13,IF(data!$CC$18=11,ExtraTaal3!I13,)))))))))))","v":"Presión sonora [dB(A)]****"},{"$f":"IF(data!$CC$18=1,NL!J13,IF(data!$CC$18=2,EN!J13,IF(data!$CC$18=3,FR!J13,IF(data!$CC$18=4,DE!J13,IF(data!$CC$18=5,NR!J13,IF(data!$CC$18=6,SP!J13,IF(data!$CC$18=7,SW!J13,IF(data!$CC$18=8,TS!J13,IF(data!$CC$18=9,ExtraTaal1!J13,IF(data!$CC$18=10,ExtraTaal2!J13,IF(data!$CC$18=11,ExtraTaal3!J13,)))))))))))","v":"Potencia sonora [dB(A)]****"},{"$f":"IF(data!$CC$18=1,NL!H13,IF(data!$CC$18=2,EN!H13,IF(data!$CC$18=3,FR!H13,IF(data!$CC$18=4,DE!H13,IF(data!$CC$18=5,NR!H13,IF(data!$CC$18=6,SP!H13,IF(data!$CC$18=7,SW!H13,IF(data!$CC$18=8,TS!H13,IF(data!$CC$18=9,ExtraTaal1!H13,IF(data!$CC$18=10,ExtraTaal2!H13,IF(data!$CC$18=11,ExtraTaal3!H13,)))))))))))","v":"Potencia eléctrica absorbida [W]"},{"$f":"IF(data!$CC$18=1,NL!G13,IF(data!$CC$18=2,EN!G13,IF(data!$CC$18=3,FR!G13,IF(data!$CC$18=4,DE!G13,IF(data!$CC$18=5,NR!G13,IF(data!$CC$18=6,SP!G13,IF(data!$CC$18=7,SW!G13,IF(data!$CC$18=8,TS!G13,IF(data!$CC$18=9,ExtraTaal1!G13,IF(data!$CC$18=10,ExtraTaal2!G13,IF(data!$CC$18=11,ExtraTaal3!G13,)))))))))))&IF(data!BZ2=1,\" [l]\",IF(data!BZ2=2,\" [Gal]**\",))","v":"Volumen de agua [l]"}]
[null,{"$f":"IF(data!BV2=0,CONCATENATE(J5,\", \",K7, \" \",K6, \"cm, \",J7, \" \",J6,\"cm, \",L7, \" \",L6),CONCATENATE(J5,\" Hybrid, \",K7, \" \",K6, \"cm, \",J7, \" \",J6,\"cm, \",L7, \" \",L6,\" + \",F8,\", \",M9,\" \",M8,\" \",K7,\" \",K8,\"cm.\"))","v":"Linea Hybrid, Longitud 70cm, Altura 65cm, Tipo 10 + DBH set, Unit 10 Longitud 70cm."},0,0,0,0,0,0,0,0,0,0,0]
[null,"0* ",{"$f":"data!BJ5","v":0},{"$f":"ROUND(IF(data!$BZ$3=1,data!U5,IF(data!$BZ$3=2,data!U5*3.412141633,)),0)","v":707},{"$f":"IF(data!$BZ$3=1,ROUND(data!Y5,0),IF(data!$BZ$3=2,ROUND(data!Y5/272.7654,1),))","v":61},{"$f":"IF(data!$BZ$3=1,data!AC5,IF(data!$BZ$3=2,data!AC5*0.3346,))","v":1.8801217016227327E-2},null,null,null,0,0,0,{"$f":"IF(data!$BZ$3=1,data!AZ$5,IF(data!$BZ$3=2,data!AZ$5/4.54609,))","v":0.5}]
[null,1,{"$f":"IF($K$8=\"\",\"\",data!BK5)","v":13.2},{"$f":"IF($K$8=\"\",\"\",ROUND(IF(data!$BZ$3=1,data!V5,IF(data!$BZ$3=2,data!V5*3.412141633,)),0))","v":1030},{"$f":"IF($K$8=\"\",\"\",IF(data!$BZ$3=1,ROUND(data!Z5,0),IF(data!$BZ$3=2,ROUND(data!Z5/272.7654,1),)))","v":89},{"$f":"IF($K$8=\"\",\"\",IF(data!$BZ$3=1,data!AD5,IF(data!$BZ$3=2,data!AD5*0.3346,)))","v":3.8924960889446435E-2},{"$f":"IF($K$8=\"\",\"\",IF(data!BY5=1,ROUND(IF(data!$BZ$3=1,data!AQ5,IF(data!$BZ$3=2,data!AQ5*3.412141633,)),0),\"\"))","v":143},{"$f":"IF($K$8=\"\",\"\",IF(data!BY5=1,IF(data!$BZ$3=1,ROUND(data!AT5,0),IF(data!$BZ$3=2,ROUND(data!AT5/272.7654,1),)),\"\"))","v":61},{"$f":"IF($K$8=\"\",\"\",IF(data!BY5=1,IF(data!$BZ$3=1,data!AW5,IF(data!$BZ$3=2,data!AW5*0.3346,)),\"\"))","v":1.8801217016227327E-2},{"$f":"IF($K$8=\"\",\"\",data!J5)","v":26},{"$f":"IF($K$8=\"\",\"\",J21+8)","v":34},{"$f":"IF($K$8=\"\",\"\",data!BA5)","v":5.5},{"$f":"IF($K$8=\"\",\"\",IF(data!$BZ$3=1,data!AZ$5,IF(data!$BZ$3=2,data!AZ$5/4.54609,)))","v":0.5}]
[null,2,{"$f":"IF($K$8=\"\",\"\",data!BL5)","v":15.1},{"$f":"IF($K$8=\"\",\"\",ROUND(IF(data!$BZ$3=1,data!W5,IF(data!$BZ$3=2,data!W5*3.412141633,)),0))","v":1104},{"$f":"IF($K$8=\"\",\"\",IF(data!$BZ$3=1,ROUND(data!AA5,0),IF(data!$BZ$3=2,ROUND(data!AA5/272.7654,1),)))","v":95},{"$f":"IF($K$8=\"\",\"\",IF(data!$BZ$3=1,data!AE5,IF(data!$BZ$3=2,data!AE5*0.3346,)))","v":4.4146590218265697E-2},{"$f":"IF($K$8=\"\",\"\",IF(data!BY5=1,ROUND(IF(data!$BZ$3=1,data!AR5,IF(data!$BZ$3=2,data!AR5*3.412141633,)),0),\"\"))","v":153},{"$f":"IF($K$8=\"\",\"\",IF(data!BY5=1,IF(data!$BZ$3=1,ROUND(data!AU5,0),IF(data!$BZ$3=2,ROUND(data!AU5/272.7654,1),)),\"\"))","v":66},{"$f":"IF($K$8=\"\",\"\",IF(data!BY5=1,IF(data!$BZ$3=1,data!AX5,IF(data!$BZ$3=2,data!AX5*0.3346,)),\"\"))","v":2.1878764945327631E-2},{"$f":"IF($K$8=\"\",\"\",data!K5)","v":30},{"$f":"IF($K$8=\"\",\"\",J22+8)","v":38},{"$f":"IF($K$8=\"\",\"\",data!BB5)","v":5.9},{"$f":"IF($K$8=\"\",\"\",IF(data!$BZ$3=1,data!AZ$5,IF(data!$BZ$3=2,data!AZ$5/4.54609,)))","v":0.5}]
[null,3,{"$f":"IF($K$8=\"\",\"\",data!BM5)","v":21.85},{"$f":"IF($K$8=\"\",\"\",ROUND(IF(data!$BZ$3=1,data!X5,IF(data!$BZ$3=2,data!X5*3.412141633,)),0))","v":1320},{"$f":"IF($K$8=\"\",\"\",IF(data!$BZ$3=1,ROUND(data!AB5,0),IF(data!$BZ$3=2,ROUND(data!AB5/272.7654,1),)))","v":114},{"$f":"IF($K$8=\"\",\"\",IF(data!$BZ$3=1,data!AF5,IF(data!$BZ$3=2,data!AF5*0.3346,)))","v":6.2778209343462163E-2},{"$f":"IF($K$8=\"\",\"\",IF(data!BY5=1,ROUND(IF(data!$BZ$3=1,data!AS5,IF(data!$BZ$3=2,data!AS5*3.412141633,)),0),\"\"))","v":183},{"$f":"IF($K$8=\"\",\"\",IF(data!BY5=1,IF(data!$BZ$3=1,ROUND(data!AV5,0),IF(data!$BZ$3=2,ROUND(data!AV5/272.7654,1),)),\"\"))","v":79},{"$f":"IF($K$8=\"\",\"\",IF(data!BY5=1,IF(data!$BZ$3=1,data!AY5,IF(data!$BZ$3=2,data!AY5*0.3346,)),\"\"))","v":3.093277823234393E-2},{"$f":"IF($K$8=\"\",\"\",data!L5)","v":41},{"$f":"IF($K$8=\"\",\"\",J23+8)","v":49},{"$f":"IF($K$8=\"\",\"\",data!BC5)","v":7.9},{"$f":"IF($K$8=\"\",\"\",IF(data!$BZ$3=1,data!AZ$5,IF(data!$BZ$3=2,data!AZ$5/4.54609,)))","v":0.5}]
[null,null,null,null,null,null,null,null,null,null,null,null,"v2021-04-07"]
[null,"*",{"$f":"IF(data!$CC$18=1,NL!E6,IF(data!$CC$18=2,EN!E6,IF(data!$CC$18=3,FR!E6,IF(data!$CC$18=4,DE!E6,IF(data!$CC$18=5,NR!E6,IF(data!$CC$18=6,SP!E6,IF(data!$CC$18=7,SW!E6,IF(data!$CC$18=8,TS!E6,IF(data!$CC$18=9,ExtraTaal1!E6,IF(data!$CC$18=10,ExtraTaal2!E6,IF(data!$CC$18=11,ExtraTaal3!E6,)))))))))))","v":"La velocidad del ventilador en \"0\" tiene una emisión indicativa."}]
[null,"**",{"$f":"IF(data!$CC$18=1,NL!B20,IF(data!$CC$18=2,EN!B20,IF(data!$CC$18=3,FR!B20,IF(data!$CC$18=4,DE!B20,IF(data!$CC$18=5,NR!B20,IF(data!$CC$18=6,SP!B20,IF(data!$CC$18=7,SW!B20,IF(data!$CC$18=8,TS!B20,IF(data!$CC$18=9,ExtraTaal1!B20,IF(data!$CC$18=10,ExtraTaal2!B20,IF(data!$CC$18=11,ExtraTaal3!B20,)))))))))))","v":"La potencia de enfriamiento se calcula según la norma EN 16430 con ventiladores de todas las alturas."}]
[null,"***",{"$f":"IF(data!$CC$18=1,NL!B21,IF(data!$CC$18=2,EN!B21,IF(data!$CC$18=3,FR!B21,IF(data!$CC$18=4,DE!B21,IF(data!$CC$18=5,NR!B21,IF(data!$CC$18=6,SP!B21,IF(data!$CC$18=7,SW!B21,)))))))","v":"Cuando el volumen de agua se da en galones, las unidades son específicamente galones imperiales."}]
[null,"****",{"$f":"IF(data!$CC$18=1,NL!B22,IF(data!$CC$18=2,EN!B22,IF(data!$CC$18=3,FR!B22,IF(data!$CC$18=4,DE!B22,IF(data!$CC$18=5,NR!B22,IF(data!$CC$18=6,SP!B22,IF(data!$CC$18=7,SW!B22,IF(data!$CC$18=8,TS!B22,IF(data!$CC$18=9,ExtraTaal1!B22,IF(data!$CC$18=10,ExtraTaal2!B22,IF(data!$CC$18=11,ExtraTaal3!B22,)))))))))))","v":"Potencia sonora según ISO 3741: 2010, nivel de presión acústica con una amortiguación ambiental supuesta de 8 dB (A)."}]

{"sheet":"data","index":1,"n_rows":3981,"n_cols":104,"rows_kept":1125,"cut":true,"hidden":true,"merged":[[1346,87,1349,87],[1346,86,1349,86],[1346,85,1349,85],[1346,84,1349,84],[101,91,101,96],[105,91,105,96],[109,91,109,96],[113,91,113,96],[70,92,70,93],[70,102,70,103],[70,100,70,101],[70,98,70,99],[70,96,70,97],[70,94,70,95],[0,97,0,99],[0,85,0,87],[0,88,0,90],[0,91,0,93],[0,94,0,96],[7,66,7,68],[7,69,7,71],[7,73,7,75],[69,92,69,103],[1,79,1,83],[21,94,21,96],[21,97,21,99]],"bounds":{"rows_first":500,"rows_last":125,"rows_between":500,"halvings":2}}
[null,null,null,null,null,null,null,null,null,null,null,null,"heating","Ti",null,null,null,{"$f":"'DBH-Upgrade'!E12","v":75},{"$f":"IF($BZ$3=1,$R1,IF($BZ$3=2,(R1-32)/1.8,))","v":75},null,null,null,null,null,null,null,null,null,null,null,null,null,null,null,null,null,"cooling","Ti",null,null,null,"RH",null,null,{"$f":"'DBH-Upgrade'!J12","v":15.999999999999998},{"$f":"IF($BZ$3=1,$AS1,IF($BZ$3=2,($AS1-32)/1.8,))","v":15.999999999999998},"RH",{"$f":"'DBH-Upgrade'!J15","v":0.5},null,null,null,null,null,null,null,null,null,null,null,null,null,null,null,null,{"$f":"IF($CC$18=1,\"DBH-unit is te lang!\",IF($CC$18=2,\"DBH-unit is too long!\",IF($CC$18=3,\"DBH-unit est trop long!\",IF($CC$18=4,\"DBH-unit ist zu lang!\",IF($CC$18=5,\"DBH-unit er for lang!\",IF($CC$18=6,\"DBH-unit is too long!\",IF($CC$18=7,\"DBH-unit is too long!\",IF($CC$18=8,\"DBH-unit is too long!\",IF($CC$18=9,\"DBH-unit is too long!\",IF($CC$18=10,\"DBH-unit is too long!\",IF($CC$18=11,\"DBH-unit is too long!\",\"JAGA\")))))))))))","v":"DBH-unit is too long!"},null,null,null,null,null,null,"DBH rail",{"$f":"IF($CC$18=1,\"GEEN\",IF($CC$18=2,\"NONE\",IF($CC$18=3,\"NONE\",IF($CC$18=4,\"NONE\",IF($CC$18=5,\"NONE\",)))))","v":0},10,15,null,null,"Imperial/SI",null,"toestel","taal","lengte","hoogte","type",null,"Built_in Hybrid",null,null,"Strada Hybrid",null,null,"Linea Hybrid",null,null,"Tempo Hybrid",null,null,"DBH-upgrade"]
[null,null,null,null,null,null,null,null,null,null,null,null,null,"Tr",null,null,null,{"$f":"'DBH-Upgrade'!E13","v":65},{"$f":"IF($BZ$3=1,$R2,IF($BZ$3=2,(R2-32)/1.8,))","v":65},null,null,null,null,null,null,null,null,null,null,null,null,null,null,null,null,null,null,"Tr",null,null,null,null,null,null,{"$f":"'DBH-Upgrade'!J13","v":18.000000000000004},{"$f":"IF($BZ$3=1,$AS2,IF($BZ$3=2,($AS2-32)/1.8,))","v":18.000000000000004},null,null,null,null,null,null,null,null,null,null,null,null,null,null,null,null,null,null,{"$f":"IF($CC$18=1,\"Een DBH-unit kan niet geplaatst worden op een \"&'DBH-Upgrade'!$J$5&\" hoogte 20, type 11.\",IF($CC$18=2,\"A DBH-unit cannot be mounted on a \"&'DBH-Upgrade'!$J$5&\" height 20, type11.\",IF($CC$18=3,\"Aucun DBH-unit ne peut être placé sur un \"&'DBH-Upgrade'!$J$5&\" de hauteur 20, type 11.\",IF($CC$18=4,\"Auf einen \"&'DBH-Upgrade'!$J$5&\" der Höhe 20, Typ 11, kann keine DBH-unit gesetzt werden.\",IF($CC$18=5,\"Ingen DBH-unit kan plasseres på et \"&'DBH-Upgrade'!$J$5&\"  med høyde 20, type 11.\",IF($CC$18=6,\"A DBH-unit cannot be mounted on a \"&'DBH-Upgrade'!$J$5&\" height 20, type11.\",IF($CC$18=7,\"A DBH-unit cannot be mounted on a \"&'DBH-Upgrade'!$J$5&\" height 20, type11.\",IF($CC$18=8,\"A DBH-unit cannot be mounted on a \"&'DBH-Upgrade'!$J$5&\" height 20, type11.\",IF($CC$18=9,\"A DBH-unit cannot be mounted on a \"&'DBH-Upgrade'!$J$5&\" height 20, type11.\",IF($CC$18=10,\"A DBH-unit cannot be mounted on a \"&'DBH-Upgrade'!$J$5&\" height 20, type11.\",IF($CC$18=11,\"A DBH-unit cannot be mounted on a \"&'DBH-Upgrade'!$J$5&\" height 20, type11.\",\"JAGA\")))))))))))","v":"A DBH-unit cannot be mounted on a Linea height 20, type11."},{"$f":"IF($CC$18=1,\"Een DBH-unit kan niet geplaatst worden op een \"&'DBH-Upgrade'!$J$5&\" hoogte 20, type 16.\",IF($CC$18=2,\"A DBH-unit cannot be mounted on a \"&'DBH-Upgrade'!$J$5&\" height 20, type16.\",IF($CC$18=3,\"Aucun DBH-unit ne peut être placé sur un \"&'DBH-Upgrade'!$J$5&\" de hauteur 20, type 16.\",IF($CC$18=4,\"Auf einen \"&'DBH-Upgrade'!$J$5&\" der Höhe 20, Typ 16, kann keine DBH-unit gesetzt werden.\",IF($CC$18=5,\"Ingen DBH-unit kan plasseres på et \"&'DBH-Upgrade'!$J$5&\"  med høyde 20, type 16.\",IF($CC$18=6,\"A DBH-unit cannot be mounted on a \"&'DBH-Upgrade'!$J$5&\" height 20, type16.\",IF($CC$18=7,\"A DBH-unit cannot be mounted on a \"&'DBH-Upgrade'!$J$5&\" height 20, type16.\",IF($CC$18=8,\"A DBH-unit cannot be mounted on a \"&'DBH-Upgrade'!$J$5&\" height 20, type16.\",IF($CC$18=9,\"A DBH-unit cannot be mounted on a \"&'DBH-Upgrade'!$J$5&\" height 20, type16.\",IF($CC$18=10,\"A DBH-unit cannot be mounted on a \"&'DBH-Upgrade'!$J$5&\" height 20, type16.\",IF($CC$18=11,\"A DBH-unit cannot be mounted on a \"&'DBH-Upgrade'!$J$5&\" height 20, type16.\",\"JAGA\")))))))))))","v":"A DBH-unit cannot be mounted on a Linea height 20, type16."},{"$f":"IF($CC$18=1,\"Een DBH-unit kan niet geplaatst worden op een \"&'DBH-Upgrade'!$J$5&\" hoogte 20, type 21.\",IF($CC$18=2,\"A DBH-unit cannot be mounted on a \"&'DBH-Upgrade'!$J$5&\" height 20, type21.\",IF($CC$18=3,\"Aucun DBH-unit ne peut être placé sur un \"&'DBH-Upgrade'!$J$5&\" de hauteur 20, type 21.\",IF($CC$18=4,\"Auf einen \"&'DBH-Upgrade'!$J$5&\" der Höhe 20, Typ 21, kann keine DBH-unit gesetzt werden.\",IF($CC$18=5,\"Ingen DBH-unit kan plasseres på et \"&'DBH-Upgrade'!$J$5&\"  med høyde 20, type 21.\",IF($CC$18=6,\"A DBH-unit cannot be mounted on a \"&'DBH-Upgrade'!$J$5&\" height 20, type21.\",IF($CC$18=7,\"A DBH-unit cannot be mounted on a \"&'DBH-Upgrade'!$J$5&\" height 20, type21.\",IF($CC$18=8,\"A DBH-unit cannot be mounted on a \"&'DBH-Upgrade'!$J$5&\" height 20, type21.\",IF($CC$18=9,\"A DBH-unit cannot be mounted on a \"&'DBH-Upgrade'!$J$5&\" height 20, type21.\",IF($CC$18=10,\"A DBH-unit cannot be mounted on a \"&'DBH-Upgrade'!$J$5&\" height 20, type21.\",IF($CC$18=11,\"A DBH-unit cannot be mounted on a \"&'DBH-Upgrade'!$J$5&\" height 20, type21.\",\"JAGA\")))))))))))","v":"A DBH-unit cannot be mounted on a Linea height 20, type21."},null,null,null,null,1,{"$f":"IF('DBH-Upgrade'!$L$6=10,10,IF('DBH-Upgrade'!$L$6=11,10,15))","v":10},{"$f":"IF($BT$2=2,0,IF($BT$2=1,$BU$2))","v":10},null,null,null,1,null,"Geselecteerd",null,null,null,null,null,"hoogte","lengte","type","hoogte","lengte","type","hoogte","lengte","type","hoogte","lengte","type","hoogte","lengte","type"]
[{"$f":"CONCATENATE('DBH-Upgrade'!$J$5,\"_L\")","v":"Linea_L"},null,null,null,null,null,null,null,null,null,null,null,null,"Ta",null,null,null,{"$f":"'DBH-Upgrade'!E14","v":20},{"$f":"IF($BZ$3=1,$R3,IF($BZ$3=2,(R3-32)/1.8,))","v":20},null,null,null,null,null,null,null,null,null,null,null,null,null,null,null,null,null,null,"Ta",null,null,null,null,null,null,{"$f":"'DBH-Upgrade'!J14","v":26.999999999999996},{"$f":"IF($BZ$3=1,$AS3,IF($BZ$3=2,($AS3-32)/1.8,))","v":26.999999999999996},null,null,null,null,null,null,null,null,null,null,null,null,null,null,null,null,null,null,null,null,null,null,null,null,null,null,null,null,null,null,null,1,"Strada",{"$f":"CK1","v":"Strada Hybrid"},"Nederlands",50,{"$f":"IF($CB$7=1,CK3,IF($CB$7=2,CN3,IF($CB$7=3,CQ3,IF($CB$7=4,CH3,))))","v":0},10,null,20,60,10,35,50,10,20,50,10,20,50,10,null,50,10]
["kolomindex",2,3,4,5,6,7,8,9,10,11,12,13,14,15,16,17,18,19,20,21,22,23,24,25,26,27,28,29,30,31,32,33,34,35,36,37,38,39,40,41,42,43,44,45,46,47,48,49,50,51,52,53,54,55,56,57,58,59,60,61,62,63,64,65,66,67,68,69,70,71,72,73,74,75,76,77,null,"Linea",{"$f":"CN1","v":"Linea Hybrid"},"English",60,{"$f":"IF($CB$7=1,CK4,IF($CB$7=2,CN4,IF($CB$7=3,CQ4,IF($CB$7=4,CH4,))))","v":0},11,null,30,70,11,50,60,11,35,60,11,30,60,11,null,60,11]
[{"$f":"CONCATENATE(CA7,'DBH-Upgrade'!J6,'DBH-Upgrade'!K6,'DBH-Upgrade'!L6,$BV$2)","v":"265701010"},{"$f":"VLOOKUP($A$5,$A$10:$BY$3967,B$4,0)","v":70},10,2,65,70,10,11.5,0,26,30,41,706.5,1030,1104,1320,1.5,1.08,1.08,1.08,707,1030,1104,1320,61,89,95,114,1.8801217016227327E-2,3.8924960889446435E-2,4.4146590218265697E-2,6.2778209343462163E-2,3.969E-4,{"$f":"VLOOKUP($A$5,$A$10:$BY$3967,AH$4,0)","v":1.7345999999999999},2,3.6734700000000002E-4,143,153,183,0.98,0.98,0.98,143,153,183,61,66,79,1.8801217016227327E-2,2.1878764945327631E-2,3.093277823234393E-2,0.5,5.5,5.9,7.9,0,785,0,0.9,0,0,0,13.2,15.1,21.85,{"$f":"VLOOKUP($A$5,$A$10:$BY$3967,BN$4,0)","v":0},1,1,1,143,153,183,0,0,0,0,1,null,"Tempo",{"$f":"CQ1","v":"Tempo Hybrid"},"Français",70,{"$f":"IF($CB$7=1,CK5,IF($CB$7=2,CN5,IF($CB$7=3,CQ5,IF($CB$7=4,CH5,))))","v":0},15,null,40,80,15,65,70,15,50,70,15,40,70,15,null,70,15]
[{"$f":"CONCATENATE('DBH-Upgrade'!$K$8,$BV$2)","v":"7010"},null,null,null,null,null,null,null,null,null,null,null,null,null,null,null,null,null,null,null,null,null,null,null,null,null,null,null,null,null,null,null,null,null,null,null,null,null,null,null,null,null,null,null,null,null,null,null,null,null,null,null,null,null,null,null,null,null,null,null,null,null,null,null,null,null,null,null,null,null,null,null,null,null,null,null,null,null,"Built_in",{"$f":"CH1","v":"Built_in Hybrid"},"Deutsch",80,{"$f":"IF($CB$7=1,CK6,IF($CB$7=2,CN6,IF($CB$7=3,CQ6,IF($CB$7=4,CH6,))))","v":0},16,null,50,90,16,95,80,16,65,80,16,50,80,16,null,80,16]
[null,null,null,null,null,null,null,null,null,null,null,null,null,null,null,null,null,null,null,null,null,null,null,null,null,null,null,null,null,null,null,null,null,null,null,null,null,null,null,null,null,null,null,null,null,null,null,null,null,null,null,null,null,null,null,null,null,null,null,null,null,null,null,null,null,null,null,null,null,null,null,null,null,null,null,null,null,null,{"$f":"IF('DBH-Upgrade'!$J$5=data!CA3,1,IF('DBH-Upgrade'!$J$5=data!CA4,2,IF('DBH-Upgrade'!$J$5=data!CA5,3,IF('DBH-Upgrade'!$J$5=data!CA6,3))))","v":2},null,"Norsk",90,{"$f":"IF(CE20=0,\"\",CE20)","v":""},20,null,60,100,20,null,90,20,95,90,20,60,90,20,null,90,20]
[null,null,null,null,null,null,null,null,"soundpressure level",null,null,null,"power","75/65/20",null,null,"n",null,null,null,"result","power",null,null,"result","flow",null,null,"static pressure loss",null,null,null,null,null,null,null,"power","16/18/27",null,"n",null,null,"result","power",null,"result","flow",null,"static pressure loss",null,null,null,"electrical power nominal",null,null,null,"oude cataloog",null,"Statisch met rail / statisch cataloog",null,null,null,null,"BMS-stuurspanning",null,null,"Sensible heat factor",null,null,"Total cooling capacity",null,null,null,"Diff. Total and sensible",null,null,"Show or not",null,null,null,"Español",100,{"$f":"IF(CE21=0,\"\",CE21)","v":""},21,null,70,110,21,null,100,21,null,100,21,70,100,21,null,100,21]
["lookup code","L,rail","T,rail","toestel","height","length","type","depth",0,1,2,3,0,1,2,3,0,1,2,3,0,1,2,3,0,1,2,3,0,1,2,3,"k1","n","t","k2",1,2,3,1,2,3,1,2,3,1,2,3,1,2,3,"watervolume",1,2,3,null,"Static,H","Static,C",null,null,null,0,1,2,3,null,"SHF 1","SHF 2","SHF 3","Q,t 1","Q,t 2","Q,t 3",null,"ΔQ,t,s 1","ΔQ,t,s 2","ΔQ,t,s 3","OK/NOTOK",null,"W/m,beript dyn heat",null,"Svenska",110,"",null,null,90,120,null,null,110,null,null,110,null,90,110,null,null,110]
[{"$f":"CONCATENATE(D10,E10,F10,G10,C10)","v":"13550100"},null,0,1,35,50,10,{"$f":"IF(G10=10,11.5,IF(G10=11,11.5,IF(G10=15,16.5,IF(G10=16,16.5,IF(G10=20,21.5,IF(G10=21,21.5,))))))","v":11.5},0,0,0,0,{"$f":"BE10*BG10","v":449},0,0,0,{"$f":"IF(E10=35,IF(G10=10,1.399,IF(G10=11,1.44,IF(G10=15,1.39,IF(G10=16,1.458,IF(G10=20,1.39,IF(G10=21,1.472,\"ERROR\")))))),IF(E10=50,IF(G10=10,1.385,IF(G10=11,1.438,IF(G10=15,1.373,IF(G10=16,1.464,IF(G10=20,1.373,IF(G10=21,1.485,\"ERROR\")))))),IF(E10=65,IF(G10=10,1.371,IF(G10=11,1.437,IF(G10=15,1.355,IF(G10=16,1.47,IF(G10=20,1.355,IF(G10=21,1.497,\"ERROR\")))))),IF(E10=95,IF(G10=10,1.343,IF(G10=11,1.434,IF(G10=15,1.32,IF(G10=16,1.482,IF(G10=20,1.32,IF(G10=21,1.522,1)))))),\"ERROR\"))))","v":1.399},{"$f":"IF($G10=10,1.08,IF($G10=11,1.1,IF($G10=15,1.08,IF($G10=16,1.1,IF($G10=20,1.08,IF($G10=21,1.05))))))","v":1.08},1.08,1.08,{"$f":"ROUND(M10*POWER((($S$1-$S$2)/LN(($S$1-$S$3)/($S$2-$S$3)))/((75-65)/LN((75-20)/(65-20))),Q10),0)","v":449},{"$f":"ROUND(N10*POWER((($S$1-$S$2)/LN(($S$1-$S$3)/($S$2-$S$3)))/((75-65)/LN((75-20)/(65-20))),R10),0)","v":0},0,0,{"$f":"ROUND(U10*3600/(4186*ABS($S$1-$S$2)),0)","v":39},{"$f":"ROUND(V10*3600/(4186*ABS($S$1-$S$2)),0)","v":0},0,0,{"$f":"(($AG10*(Y10^$AH10)*((($F10-14.4)*$AI10)/100))+($AJ10*(Y10^2)))*0.0098","v":7.0687185128054265E-3},{"$f":"(($AG10*(Z10^$AH10)*((($F10-14.4)*$AI10)/100))+($AJ10*(Z10^2)))*0.0098","v":0},{"$f":"(($AG10*(AA10^$AH10)*((($F10-14.4)*$AI10)/100))+($AJ10*(AA10^2)))*0.0098","v":0},{"$f":"(($AG10*(AB10^$AH10)*((($F10-14.4)*$AI10)/100))+($AJ10*(AB10^2)))*0.0098","v":0},{"$f":"IF($G10=$CO$103,CP$103,IF($G10=$CO$104,CP$104,IF($G10=$CO$105,CP$105,IF($G10=$CO$107,CP$107,IF($G10=$CO$108,CP$108,IF($G10=$CO$109,CP$109,IF($G10=$CO$111,CP$111,IF($G10=$CO$112,CP$112,IF($G10=$CO$113,CP$113,IF($G10=$CO$115,CP$115,IF($G10=$CO$116,CP$116,IF($G10=$CO$117,CP$117,IF($G10=$CO$119,CP$119,IF($G10=$CO$120,CP$120,))))))))))))))","v":3.969E-4},{"$f":"IF($G10=$CO$103,CQ$103,IF($G10=$CO$104,CQ$104,IF($G10=$CO$105,CQ$105,IF($G10=$CO$107,CQ$107,IF($G10=$CO$108,CQ$108,IF($G10=$CO$109,CQ$109,IF($G10=$CO$111,CQ$111,IF($G10=$CO$112,CQ$112,IF($G10=$CO$113,CQ$113,IF($G10=$CO$115,CQ$115,IF($G10=$CO$116,CQ$116,IF($G10=$CO$117,CQ$117,IF($G10=$CO$119,CQ$119,IF($G10=$CO$120,CQ$120,))))))))))))))","v":1.7345999999999999},{"$f":"IF($G10=$CO$103,CR$103,IF($G10=$CO$104,CR$104,IF($G10=$CO$105,CR$105,IF($G10=$CO$107,CR$107,IF($G10=$CO$108,CR$108,IF($G10=$CO$109,CR$109,IF($G10=$CO$111,CR$111,IF($G10=$CO$112,CR$112,IF($G10=$CO$113,CR$113,IF($G10=$CO$115,CR$115,IF($G10=$CO$116,CR$116,IF($G10=$CO$117,CR$117,IF($G10=$CO$119,CR$119,IF($G10=$CO$120,CR$120,))))))))))))))","v":2},{"$f":"IF($G10=$CO$103,CS$103,IF($G10=$CO$104,CS$104,IF($G10=$CO$105,CS$105,IF($G10=$CO$107,CS$107,IF($G10=$CO$108,CS$108,IF($G10=$CO$109,CS$109,IF($G10=$CO$111,CS$111,IF($G10=$CO$112,CS$112,IF($G10=$CO$113,CS$113,IF($G10=$CO$115,CS$115,IF($G10=$CO$116,CS$116,IF($G10=$CO$117,CS$117,IF($G10=$CO$119,CS$119,IF($G10=$CO$120,CS$120,))))))))))))))","v":3.6734700000000002E-4},0,0,0,{"$f":"IF($G10=10,0.98,IF($G10=11,0.95,IF($G10=15,1.01,IF($G10=16,0.95,IF($G10=20,0.95,IF($G10=21,0.85))))))","v":0.98},{"$f":"IF($G10=10,0.98,IF($G10=11,0.95,IF($G10=15,1.01,IF($G10=16,0.95,IF($G10=20,0.95,IF($G10=21,0.85))))))","v":0.98},0.98,{"$f":"ROUND(AK10*POWER((($AT$1-$AT$2)/LN(($AT$1-$AT$3)/($AT$2-$AT$3)))/((16-18)/LN((16-27)/(18-27))),AN10),0)","v":0},{"$f":"ROUND(AL10*POWER((($AT$1-$AT$2)/LN(($AT$1-$AT$3)/($AT$2-$AT$3)))/((16-18)/LN((16-27)/(18-27))),AO10),0)","v":0},0,{"$f":"ROUND(AQ10*3600/(4186*ABS($AT$1-$AT$2)),0)","v":0},{"$f":"ROUND(AR10*3600/(4186*ABS($AT$1-$AT$2)),0)","v":0},0,{"$f":"(($AG10*(AT10^$AH10)*((($F10-14.4)*$AI10)/100))+($AJ10*(AT10^2)))*0.0098","v":0},{"$f":"(($AG10*(AU10^$AH10)*((($F10-14.4)*$AI10)/100))+($AJ10*(AU10^2)))*0.0098","v":0},{"$f":"(($AG10*(AV10^$AH10)*((($F10-14.4)*$AI10)/100))+($AJ10*(AV10^2)))*0.0098","v":0},{"$f":"ROUND(IF(G10=10,$CO$92*F10,IF(G10=11,$CO$93*F10,IF(G10=15,$CO$94*F10,IF(G10=16,$CO$95*F10,IF(G10=20,$CO$96*F10,IF(G10=21,$CO$97*F10,)))))),1)","v":0.3},0,0,0,null,449,null,{"$f":"IF(C10=0,1,IF(G10=10,0.9,IF(G10=11,0.68,IF(G10=15,0.8,IF(G10=16,0.68,IF(G10=20,0.8,IF(G10=21,0.8)))))))","v":1},null,null,0,0,0,0,null,{"$f":"IF(1/(1+((2258*((0.622/((101325/(1*611*EXP(17.27*((($AT$1+$AT$2)/2)/((($AT$1+$AT$2)/2)+237.3))))))-1)*1000-(0.622/((101325/($AV$1*611*EXP(17.27*($AT$3/($AT$3+237.3))))))-1)*1000))/(1005*((($AT$1+$AT$2)/2)-$AT$3))))>1,1,1/(1+((2258*((0.622/((101325/(1*611*EXP(17.27*((($AT$1+$AT$2)/2)/((($AT$1+$AT$2)/2)+237.3))))))-1)*1000-(0.622/((101325/($AV$1*611*EXP(17.27*($AT$3/($AT$3+237.3))))))-1)*1000))/(1005*((($AT$1+$AT$2)/2)-$AT$3)))))","v":1},{"$f":"IF(1/(1+((2258*((0.622/((101325/(1*611*EXP(17.27*((($AT$1+$AT$2)/2)/((($AT$1+$AT$2)/2)+237.3))))))-1)*1000-(0.622/((101325/($AV$1*611*EXP(17.27*($AT$3/($AT$3+237.3))))))-1)*1000))/(1005*((($AT$1+$AT$2)/2)-$AT$3))))>1,1,1/(1+((2258*((0.622/((101325/(1*611*EXP(17.27*((($AT$1+$AT$2)/2)/((($AT$1+$AT$2)/2)+237.3))))))-1)*1000-(0.622/((101325/($AV$1*611*EXP(17.27*($AT$3/($AT$3+237.3))))))-1)*1000))/(1005*((($AT$1+$AT$2)/2)-$AT$3)))))","v":1},{"$f":"IF(1/(1+((2258*((0.622/((101325/(1*611*EXP(17.27*((($AT$1+$AT$2)/2)/((($AT$1+$AT$2)/2)+237.3))))))-1)*1000-(0.622/((101325/($AV$1*611*EXP(17.27*($AT$3/($AT$3+237.3))))))-1)*1000))/(1005*((($AT$1+$AT$2)/2)-$AT$3))))>1,1,1/(1+((2258*((0.622/((101325/(1*611*EXP(17.27*((($AT$1+$AT$2)/2)/((($AT$1+$AT$2)/2)+237.3))))))-1)*1000-(0.622/((101325/($AV$1*611*EXP(17.27*($AT$3/($AT$3+237.3))))))-1)*1000))/(1005*((($AT$1+$AT$2)/2)-$AT$3)))))","v":1},{"$f":"AQ10/BO10","v":0},{"$f":"AR10/BP10","v":0},{"$f":"AS10/BQ10","v":0},null,{"$f":"BR10-AQ10","v":0},{"$f":"BS10-AR10","v":0},{"$f":"BT10-AS10","v":0},{"$f":"IF(SUM(BV10:BX10)=0,1,0)","v":1},null,null,"W/m,beript dyn cool","Čeština",120,null,null,null,null,140,null,null,120,null,null,120,null,null,120,null,null,120]
[{"$f":"CONCATENATE(D11,E11,F11,G11,C11)","v":"13550110"},null,0,1,35,50,11,{"$f":"IF(G11=10,11.5,IF(G11=11,11.5,IF(G11=15,16.5,IF(G11=16,16.5,IF(G11=20,21.5,IF(G11=21,21.5,))))))","v":11.5},0,0,0,0,{"$f":"BE11*BG11","v":598},0,0,0,{"$f":"IF(E11=35,IF(G11=10,1.399,IF(G11=11,1.44,IF(G11=15,1.39,IF(G11=16,1.458,IF(G11=20,1.39,IF(G11=21,1.472,1)))))),IF(E11=50,IF(G11=10,1.385,IF(G11=11,1.438,IF(G11=15,1.373,IF(G11=16,1.464,IF(G11=20,1.373,IF(G11=21,1.485,1)))))),IF(E11=65,IF(G11=10,1.371,IF(G11=11,1.437,IF(G11=15,1.355,IF(G11=16,1.47,IF(G11=20,1.355,IF(G11=21,1.497,1)))))),IF(E11=95,IF(G11=10,1.343,IF(G11=11,1.434,IF(G11=15,1.32,IF(G11=16,1.482,IF(G11=20,1.32,IF(G11=21,1.522,1)))))),\"ERROR\"))))","v":1.44},1.1000000000000001,1.1000000000000001,1.1000000000000001,{"$f":"ROUND(M11*POWER((($S$1-$S$2)/LN(($S$1-$S$3)/($S$2-$S$3)))/((75-65)/LN((75-20)/(65-20))),Q11),0)","v":598},{"$f":"ROUND(N11*POWER((($S$1-$S$2)/LN(($S$1-$S$3)/($S$2-$S$3)))/((75-65)/LN((75-20)/(65-20))),R11),0)","v":0},{"$f":"ROUND(O11*POWER((($S$1-$S$2)/LN(($S$1-$S$3)/($S$2-$S$3)))/((75-65)/LN((75-20)/(65-20))),S11),0)","v":0},{"$f":"ROUND(P11*POWER((($S$1-$S$2)/LN(($S$1-$S$3)/($S$2-$S$3)))/((75-65)/LN((75-20)/(65-20))),T11),0)","v":0},{"$f":"ROUND(U11*3600/(4186*ABS($S$1-$S$2)),0)","v":51},{"$f":"ROUND(V11*3600/(4186*ABS($S$1-$S$2)),0)","v":0},{"$f":"ROUND(W11*3600/(4186*ABS($S$1-$S$2)),0)","v":0},{"$f":"ROUND(X11*3600/(4186*ABS($S$1-$S$2)),0)","v":0},{"$f":"(($AG11*(Y11^$AH11)*((($F11-14.4)*$AI11)/100))+($AJ11*(Y11^2)))*0.0098","v":1.9712695730767473E-2},{"$f":"(($AG11*(Z11^$AH11)*((($F11-14.4)*$AI11)/100))+($AJ11*(Z11^2)))*0.0098","v":0},{"$f":"(($AG11*(AA11^$AH11)*((($F11-14.4)*$AI11)/100))+($AJ11*(AA11^2)))*0.0098","v":0},{"$f":"(($AG11*(AB11^$AH11)*((($F11-14.4)*$AI11)/100))+($AJ11*(AB11^2)))*0.0098","v":0},3.969E-4,1.7345999999999999,4,5.7428799999999995E-4,0,0,0,{"$f":"IF($G11=10,0.98,IF($G11=11,0.95,IF($G11=15,1.01,IF($G11=16,0.95,IF($G11=20,0.95,IF($G11=21,0.85))))))","v":0.95},0.95,0.95,{"$f":"ROUND(AK11*POWER((($AT$1-$AT$2)/LN(($AT$1-$AT$3)/($AT$2-$AT$3)))/((16-18)/LN((16-27)/(18-27))),AN11),0)","v":0},{"$f":"ROUND(AL11*POWER((($AT$1-$AT$2)/LN(($AT$1-$AT$3)/($AT$2-$AT$3)))/((16-18)/LN((16-27)/(18-27))),AO11),0)","v":0},{"$f":"ROUND(AM11*POWER((($AT$1-$AT$2)/LN(($AT$1-$AT$3)/($AT$2-$AT$3)))/((16-18)/LN((16-27)/(18-27))),AP11),0)","v":0},{"$f":"ROUND(AQ11*3600/(4186*ABS($AT$1-$AT$2)),0)","v":0},{"$f":"ROUND(AR11*3600/(4186*ABS($AT$1-$AT$2)),0)","v":0},{"$f":"ROUND(AS11*3600/(4186*ABS($AT$1-$AT$2)),0)","v":0},{"$f":"(($AG11*(AT11^$AH11)*((($F11-14.4)*$AI11)/100))+($AJ11*(AT11^2)))*0.0098","v":0},{"$f":"(($AG11*(AU11^$AH11)*((($F11-14.4)*$AI11)/100))+($AJ11*(AU11^2)))*0.0098","v":0},{"$f":"(($AG11*(AV11^$AH11)*((($F11-14.4)*$AI11)/100))+($AJ11*(AV11^2)))*0.0098","v":0},0.7,0,0,0,null,598,null,1,null,null,0,0,0,0,null,{"$f":"IF(1/(1+((2258*((0.622/((101325/(1*611*EXP(17.27*((($AT$1+$AT$2)/2)/((($AT$1+$AT$2)/2)+237.3))))))-1)*1000-(0.622/((101325/($AV$1*611*EXP(17.27*($AT$3/($AT$3+237.3))))))-1)*1000))/(1005*((($AT$1+$AT$2)/2)-$AT$3))))>1,1,1/(1+((2258*((0.622/((101325/(1*611*EXP(17.27*((($AT$1+$AT$2)/2)/((($AT$1+$AT$2)/2)+237.3))))))-1)*1000-(0.622/((101325/($AV$1*611*EXP(17.27*($AT$3/($AT$3+237.3))))))-1)*1000))/(1005*((($AT$1+$AT$2)/2)-$AT$3)))))","v":1},1,1,0,0,0,null,0,0,0,1,null,null,null,"ExtraTaal1",140,null,null,null,null,160,null,null,140,null,null,140,null,null,140,null,null,140]
["13560100",null,0,1,35,60,10,11.5,0,0,0,0,{"$f":"BE12*BG12","v":539},0,0,0,1.399,{"$f":"IF($G12=10,1.08,IF($G12=11,1.1,IF($G12=15,1.08,IF($G12=16,1.1,IF($G12=20,1.08,IF($G12=21,1.05))))))","v":1.08},1.08,1.08,539,0,0,0,46,0,0,0,1.0334802157060601E-2,0,0,0,3.969E-4,1.7345999999999999,2,3.6734700000000002E-4,0,0,0,0.98,0.98,0.98,0,0,0,0,0,0,0,0,0,0.4,0,0,0,null,539,null,1,null,null,0,0,0,0,null,1,1,1,0,0,0,null,0,0,0,{"$f":"IF(SUM(BV12:BX12)=0,1,0)","v":1},null,"OFF",null,"ExtraTaal2",160,null,null,null,null,180,null,null,160,null,null,160,null,null,160,null,null,160]
["13560110",null,0,1,35,60,11,11.5,0,0,0,0,{"$f":"BE13*BG13","v":718},0,0,0,1.44,1.1000000000000001,1.1000000000000001,1.1000000000000001,718,0,0,0,62,0,0,0,3.0754533798894892E-2,0,0,0,3.969E-4,1.7345999999999999,4,5.7428799999999995E-4,0,0,0,0.95,0.95,0.95,0,0,0,0,0,0,0,0,0,0.8,0,0,0,null,718,null,1,null,null,0,0,0,0,null,1,1,1,0,0,0,null,0,0,0,1,null,"26dB(A)",null,"ExtraTaal3",180,null,{"$f":"IF($CC$18=1,NL!$I3,IF($CC$18=2,EN!$I3,IF($CC$18=3,FR!$I3,IF($CC$18=4,DE!$I3,IF($CC$18=5,NR!$I3,IF($CC$18=6,SP!$I3,IF($CC$18=7,SW!$I3,IF($CC$18=8,TS!$I3,IF($CC$18=9,ExtraTaal1!$I3,IF($CC$18=10,ExtraTaal2!$I3,IF($CC$18=11,ExtraTaal3!$I3,)))))))))))","v":"Copiar todos los datos"},null,null,200,null,null,180,null,null,180,null,null,180,null,null,180]
["13560150",null,0,1,35,60,15,16.5,0,0,0,0,882,0,0,0,1.39,1.08,1.08,1.08,882,0,0,0,76,0,0,0,2.9395852581855248E-2,0,0,0,2.0829999999999999E-4,1.724,2,4.6182900000000003E-4,0,0,0,1.01,1.01,1.01,0,0,0,0,0,0,0,0,0,0.6,0,0,0,null,882,null,1,null,null,0,0,0,0,null,1,1,1,0,0,0,null,0,0,0,1,null,"30dB(A)",null,null,200,null,{"$f":"IF($CC$18=1,NL!$I4,IF($CC$18=2,EN!$I4,IF($CC$18=3,FR!$I4,IF($CC$18=4,DE!$I4,IF($CC$18=5,NR!$I4,IF($CC$18=6,SP!$I4,IF($CC$18=7,SW!$I4,IF($CC$18=8,TS!$I4,IF($CC$18=9,ExtraTaal1!$I4,IF($CC$18=10,ExtraTaal2!$I4,IF($CC$18=11,ExtraTaal3!$I4,)))))))))))","v":"Unidades-SI"},null,null,220,null,null,200,null,null,200,null,null,200,null,null,200]
["13560160",null,0,1,35,60,16,16.5,0,0,0,0,956,0,0,0,1.458,1.1000000000000001,1.1000000000000001,1.1000000000000001,956,0,0,0,82,0,0,0,9.9197739931840695E-2,0,0,0,2.0829999999999999E-4,1.724,4,1.392796E-3,0,0,0,0.95,0.95,0.95,0,0,0,0,0,0,0,0,0,1.2,0,0,0,null,956,null,1,null,null,0,0,0,0,null,1,1,1,0,0,0,null,0,0,0,1,null,"MAX",null,null,220,null,{"$f":"IF($CC$18=1,NL!$I5,IF($CC$18=2,EN!$I5,IF($CC$18=3,FR!$I5,IF($CC$18=4,DE!$I5,IF($CC$18=5,NR!$I5,IF($CC$18=6,SP!$I5,IF($CC$18=7,SW!$I5,IF($CC$18=8,TS!$I5,IF($CC$18=9,ExtraTaal1!$I5,IF($CC$18=10,ExtraTaal2!$I5,IF($CC$18=11,ExtraTaal3!$I5,)))))))))))","v":"Unidades-Imperial"},null,null,240,null,null,220,null,null,220,null,null,220,null,null,220]
["13560200",null,0,1,35,60,20,21.5,0,0,0,0,1236,0,0,0,1.39,1.08,1.08,1.08,1236,0,0,0,106,0,0,0,4.4972737055698049E-2,0,0,0,1.2760000000000001E-4,1.7219,2,3.76611E-4,0,0,0,0.95,0.95,0.95,0,0,0,0,0,0,0,0,0,0.8,0,0,0,null,1236,null,1,null,null,0,0,0,0,null,1,1,1,0,0,0,null,0,0,0,1,null,null,null,null,240,null,null,null,null,260,null,null,240,null,null,240,null,null,240,null,null,240]
["13560210",null,0,1,35,60,21,21.5,0,0,0,0,1268,0,0,0,1.472,1.05,1.05,1.05,1268,0,0,0,109,0,0,0,6.7221373823107916E-2,0,0,0,1.2760000000000001E-4,1.7219,4,5.1420100000000005E-4,0,0,0,0.85,0.85,0.85,0,0,0,0,0,0,0,0,0,1.6,0,0,0,null,1268,null,1,null,null,0,0,0,0,null,1,1,1,0,0,0,null,0,0,0,1,null,null,null,null,260,null,null,null,null,280,null,null,260,null,null,260,null,null,260,null,null,260]
[{"$f":"CONCATENATE(D18,E18,F18,G18,C18)","v":"13570100"},null,0,1,35,70,10,11.5,0,0,0,0,{"$f":"BE18*BG18","v":629},0,0,0,1.399,1.08,1.08,1.08,629,0,0,0,54,0,0,0,1.4873046231448056E-2,0,0,0,3.969E-4,1.7345999999999999,2,3.6734700000000002E-4,0,0,0,0.98,0.98,0.98,0,0,0,0,0,0,0,0,0,0.5,0,0,0,null,629,null,1,null,null,0,0,0,0,null,1,1,1,0,0,0,null,0,0,0,{"$f":"IF(SUM(BV18:BX18)=0,1,0)","v":1},null,null,null,{"$f":"IF('DBH-Upgrade'!$J$4=data!CC3,1,IF('DBH-Upgrade'!$J$4=data!CC4,2,IF('DBH-Upgrade'!$J$4=data!CC5,3,IF('DBH-Upgrade'!$J$4=data!CC6,4,IF('DBH-Upgrade'!$J$4=data!CC7,5,IF('DBH-Upgrade'!$J$4=data!CC8,6,IF('DBH-Upgrade'!$J$4=data!CC9,7,IF('DBH-Upgrade'!$J$4=data!CC10,8,IF('DBH-Upgrade'!$J$4=data!CC11,9,IF('DBH-Upgrade'!$J$4=data!CC12,10,IF('DBH-Upgrade'!$J$4=data!CC13,11,)))))))))))","v":6},280,null,null,null,null,300,null,null,280,null,null,280,null,null,280,null,null,280]
["13570110",null,0,1,35,70,11,11.5,0,0,0,0,837,0,0,0,1.44,1.1000000000000001,1.1000000000000001,1.1000000000000001,837,0,0,0,72,0,0,0,4.3589216356913367E-2,0,0,0,3.969E-4,1.7345999999999999,4,5.7428799999999995E-4,0,0,0,0.95,0.95,0.95,0,0,0,0,0,0,0,0,0,0.9,0,0,0,null,837,null,1,null,null,0,0,0,0,null,1,1,1,0,0,0,null,0,0,0,1,null,null,null,null,300,null,null,null,null,null,null,null,null,null,null,null,null,null,300,null,null,300]
["13570150",null,0,1,35,70,15,16.5,0,0,0,0,1029,0,0,0,1.39,1.08,1.08,1.08,1029,0,0,0,88,0,0,0,4.0157431825354202E-2,0,0,0,2.0829999999999999E-4,1.724,2,4.6182900000000003E-4,0,0,0,1.01,1.01,1.01,0,0,0,0,0,0,0,0,0,0.7,0,0,0,null,1029,null,1,null,null,0,0,0,0,null,1,1,1,0,0,0,null,0,0,0,1,null,null,null,null,{"$f":"IF($CB$7=1,CL19,IF($CB$7=2,CO19,IF($CB$7=3,CR19,IF($CB$7=4,CI19,))))","v":0},{"$f":"IF($CB$7=1,CK7,IF($CB$7=2,CN7,IF($CB$7=3,CQ7,IF($CB$7=4,CH7,))))","v":0},null,null,null,null,null,null,null,null,1,2,3,4,5,6,7,8,9]
["13570160",null,0,1,35,70,16,16.5,0,0,0,0,1115,0,0,0,1.458,1.1000000000000001,1.1000000000000001,1.1000000000000001,1115,0,0,0,96,0,0,0,0.13766383484006076,0,0,0,2.0829999999999999E-4,1.724,4,1.392796E-3,0,0,0,0.95,0.95,0.95,0,0,0,0,0,0,0,0,0,1.4,0,0,0,null,1115,null,1,null,null,0,0,0,0,null,1,1,1,0,0,0,null,0,0,0,1,null,null,null,null,null,{"$f":"IF($CB$7=1,CK8,IF($CB$7=2,CN8,IF($CB$7=3,CQ8,IF($CB$7=4,CH8,))))","v":0},null,null,null,null,null,null,null,null,null,null,null,{"$f":"VLOOKUP($A$6,$CN$23:$CV$56,CQ$20,0)","v":13.2},15.1,21.85,5.5,5.9,7.9]
["13570200",null,0,1,35,70,20,21.5,0,0,0,0,1442,0,0,0,1.39,1.08,1.08,1.08,1442,0,0,0,124,0,0,0,6.2345123263250937E-2,0,0,0,1.2760000000000001E-4,1.7219,2,3.76611E-4,0,0,0,0.95,0.95,0.95,0,0,0,0,0,0,0,0,0,0.9,0,0,0,null,1442,null,1,null,null,0,0,0,0,null,1,1,1,0,0,0,null,0,0,0,1,null,null,null,null,null,{"$f":"IF($CB$7=1,CK9,IF($CB$7=2,CN9,IF($CB$7=3,CQ9,IF($CB$7=4,CH9,))))","v":0},null,null,null,null,null,null,null,null,null,"Raillengte","Railtype","BMS-stuurspanningen",null,null,"Opgenomen elektrisch vermogen"]
["13570210",null,0,1,35,70,21,21.5,0,0,0,0,1480,0,0,0,1.472,1.05,1.05,1.05,1480,0,0,0,127,0,0,0,9.2938182261890365E-2,0,0,0,1.2760000000000001E-4,1.7219,4,5.1420100000000005E-4,0,0,0,0.85,0.85,0.85,0,0,0,0,0,0,0,0,0,1.9,0,0,0,null,1480,null,1,null,null,0,0,0,0,null,1,1,1,0,0,0,null,0,0,0,1,"H",null,null,"C",null,null,null,null,null,null,null,null,null,null,{"$f":"CONCATENATE(CO23,CP23)","v":"5010"},50,10,14.2,16.2,21.85,3.6,4.0999999999999996,5.0999999999999996]
["13580100",null,0,1,35,80,10,11.5,0,0,0,0,718,0,0,0,1.399,1.08,1.08,1.08,718,0,0,0,62,0,0,0,2.039870131385773E-2,0,0,0,3.969E-4,1.7345999999999999,2,3.6734700000000002E-4,0,0,0,0.98,0.98,0.98,0,0,0,0,0,0,0,0,0,0.5,0,0,0,null,718,null,1,null,null,0,0,0,0,null,1,1,1,0,0,0,null,0,0,0,1,{"$f":"ROUND(IF($C10=0,0,IF($C10=10,IF($G10=10,1127,IF($G10=11,2263,\"UNDEFINED\")),IF($C10=15,IF($G10=10,\"NOT POSSIBLE\",IF($G10=11,\"NOT POSSIBLE\",IF($G10=15,1615,IF($G10=16,3238,IF($G10=20,2298,IF($G10=21,2489)))))),\"ERROR\"))),0)","v":0},{"$f":"ROUND(IF($C10=0,0,IF($C10=10,IF($G10=10,2539,IF($G10=11,3445,IF($G10=15,2539*1.3,IF($G10=16,3445*1.3,IF($G10=20,(2539*1.45),IF($G10=21,(3445*1.55))))))),IF($C10=15,IF($G10=10,0,IF($G10=11,0,IF($G10=15,3238,IF($G10=16,4735,IF($G10=20,4062,IF($G10=21,6098))))))))),0)","v":0},{"$f":"ROUND(IF($C10=0,0,IF($C10=10,IF($G10=10,352,IF($G10=11,577,IF($G10=15,442*1.15,IF($G10=16,725*1.15,IF($G10=20,(352*1.3),IF($G10=21,(577*1.3))))))),IF($C10=15,IF($G10=10,0,IF($G10=11,0,IF($G10=15,442,IF($G10=16,725,IF($G10=20,502,IF($G10=21,791))))))))),0)","v":0},{"$f":"ROUND(IF($C10=0,0,IF($C10=10,IF($G10=10,62,IF($G10=11,50,\"UNDEFINED\")),IF($C10=15,IF($G10=10,\"NOT POSSIBLE\",IF($G10=11,\"NOT POSSIBLE\",IF($G10=15,63,IF($G10=16,75,IF($G10=20,78,IF($G10=21,92)))))),\"ERROR\"))),0)","v":0},null,null,null,null,null,null,null,null,null,null,{"$f":"CONCATENATE(CO24,CP24)","v":"5015"},50,15,0,0,0,0,0,0]
["13580110",null,0,1,35,80,11,11.5,0,0,0,0,957,0,0,0,1.44,1.1000000000000001,1.1000000000000001,1.1000000000000001,957,0,0,0,82,0,0,0,5.9152286012497522E-2,0,0,0,3.969E-4,1.7345999999999999,4,5.7428799999999995E-4,0,0,0,0.95,0.95,0.95,0,0,0,0,0,0,0,0,0,1.1000000000000001,0,0,0,null,957,null,1,null,null,0,0,0,0,null,1,1,1,0,0,0,null,0,0,0,1,{"$f":"ROUND(IF($C11=0,0,IF($C11=10,IF($G11=10,1127,IF($G11=11,2263,\"UNDEFINED\")),IF($C11=15,IF($G11=10,\"NOT POSSIBLE\",IF($G11=11,\"NOT POSSIBLE\",IF($G11=15,1615,IF($G11=16,3238,IF($G11=20,2298,IF($G11=21,2489)))))),\"ERROR\"))),0)","v":0},0,{"$f":"ROUND(IF($C11=0,0,IF($C11=10,IF($G11=10,352,IF($G11=11,577,IF($G11=15,442*1.15,IF($G11=16,725*1.15,IF($G11=20,(352*1.3),IF($G11=21,(577*1.3))))))),IF($C11=15,IF($G11=10,0,IF($G11=11,0,IF($G11=15,442,IF($G11=16,725,IF($G11=20,502,IF($G11=21,791))))))))),0)","v":0},{"$f":"ROUND(IF($C11=0,0,IF($C11=10,IF($G11=10,62,IF($G11=11,50,\"UNDEFINED\")),IF($C11=15,IF($G11=10,\"NOT POSSIBLE\",IF($G11=11,\"NOT POSSIBLE\",IF($G11=15,63,IF($G11=16,75,IF($G11=20,78,IF($G11=21,92)))))),\"ERROR\"))),0)","v":0},null,null,null,null,null,null,null,null,null,null,"6010",60,10,13.6,15.6,21.85,4.8,5.4,6.8]
["13580150",null,0,1,35,80,15,16.5,0,0,0,0,1176,0,0,0,1.39,1.08,1.08,1.08,1176,0,0,0,101,0,0,0,5.3812575245209708E-2,0,0,0,2.0829999999999999E-4,1.724,2,4.6182900000000003E-4,0,0,0,1.01,1.01,1.01,0,0,0,0,0,0,0,0,0,0.8,0,0,0,null,1176,null,1,null,null,0,0,0,0,null,1,1,1,0,0,0,null,0,0,0,1,0,0,0,0,null,null,null,null,null,null,null,null,null,null,"6015",60,15,12.3,14.4,21.85,4.8,5.5,7.2]
["13580160",null,0,1,35,80,16,16.5,0,0,0,0,1274,0,0,0,1.458,1.1000000000000001,1.1000000000000001,1.1000000000000001,1274,0,0,0,110,0,0,0,0.18286863070166789,0,0,0,2.0829999999999999E-4,1.724,4,1.392796E-3,0,0,0,0.95,0.95,0.95,0,0,0,0,0,0,0,0,0,1.6,0,0,0,null,1274,null,1,null,null,0,0,0,0,null,1,1,1,0,0,0,null,0,0,0,1,0,0,0,0,null,null,null,null,null,null,null,null,null,null,"7010",70,10,13.2,15.1,21.85,5.5,5.9,7.9]
["13580200",null,0,1,35,80,20,21.5,0,0,0,0,1648,0,0,0,1.39,1.08,1.08,1.08,1648,0,0,0,142,0,0,0,8.2758545936124195E-2,0,0,0,1.2760000000000001E-4,1.7219,2,3.76611E-4,0,0,0,0.95,0.95,0.95,0,0,0,0,0,0,0,0,0,1.1000000000000001,0,0,0,null,1648,null,1,null,null,0,0,0,0,null,1,1,1,0,0,0,null,0,0,0,1,0,0,0,0,null,null,null,null,null,null,null,null,null,null,"7015",70,15,12.3,14.4,21.85,5.0999999999999996,5.6,7.2]
["13580210",null,0,1,35,80,21,21.5,0,0,0,0,1691,0,0,0,1.472,1.05,1.05,1.05,1691,0,0,0,145,0,0,0,0.12323476934005491,0,0,0,1.2760000000000001E-4,1.7219,4,5.1420100000000005E-4,0,0,0,0.85,0.85,0.85,0,0,0,0,0,0,0,0,0,2.1,0,0,0,null,1691,null,1,null,null,0,0,0,0,null,1,1,1,0,0,0,null,0,0,0,1,0,0,0,0,null,null,null,null,null,null,null,null,null,null,"8010",80,10,12.8,14.7,21.85,6.3,6.8,9.1]
["13590100",null,0,1,35,90,10,11.5,0,0,0,0,808,0,0,0,1.399,1.08,1.08,1.08,808,0,0,0,69,0,0,0,2.6241388402704489E-2,0,0,0,3.969E-4,1.7345999999999999,2,3.6734700000000002E-4,0,0,0,0.98,0.98,0.98,0,0,0,0,0,0,0,0,0,0.6,0,0,0,null,808,null,1,null,null,0,0,0,0,null,1,1,1,0,0,0,null,0,0,0,1,0,0,0,0,null,null,null,null,null,null,null,null,null,null,"8015",80,15,11.8,13.7,21.85,6,6.7,9]
["13590110",null,0,1,35,90,11,11.5,0,0,0,0,1076,0,0,0,1.44,1.1000000000000001,1.1000000000000001,1.1000000000000001,1076,0,0,0,93,0,0,0,7.9227347446439403E-2,0,0,0,3.969E-4,1.7345999999999999,4,5.7428799999999995E-4,0,0,0,0.95,0.95,0.95,0,0,0,0,0,0,0,0,0,1.2,0,0,0,null,1076,null,1,null,null,0,0,0,0,null,1,1,1,0,0,0,null,0,0,0,1,0,0,0,0,null,null,null,null,null,null,null,null,null,null,"9010",90,10,12.5,14.7,21.85,6.7,7.4,10.3]
["13590150",null,0,1,35,90,15,16.5,0,0,0,0,1323,0,0,0,1.39,1.08,1.08,1.08,1323,0,0,0,114,0,0,0,6.9672443139824625E-2,0,0,0,2.0829999999999999E-4,1.724,2,4.6182900000000003E-4,0,0,0,1.01,1.01,1.01,0,0,0,0,0,0,0,0,0,0.9,0,0,0,null,1323,null,1,null,null,0,0,0,0,null,1,1,1,0,0,0,null,0,0,0,1,0,0,0,0,null,null,null,null,null,null,null,null,null,null,"9015",90,15,11.3,13.2,21.85,7,7.7,10.7]
["13590160",null,0,1,35,90,16,16.5,0,0,0,0,1434,0,0,0,1.458,1.1000000000000001,1.1000000000000001,1.1000000000000001,1434,0,0,0,123,0,0,0,0.23124713149578516,0,0,0,2.0829999999999999E-4,1.724,4,1.392796E-3,0,0,0,0.95,0.95,0.95,0,0,0,0,0,0,0,0,0,1.8,0,0,0,null,1434,null,1,null,null,0,0,0,0,null,1,1,1,0,0,0,null,0,0,0,1,0,0,0,0,null,null,null,null,null,null,null,null,null,null,"10010",100,10,12.3,14.1,21.85,7.8,8.6999999999999993,12.2]
["13590200",null,0,1,35,90,20,21.5,0,0,0,0,1854,0,0,0,1.39,1.08,1.08,1.08,1854,0,0,0,159,0,0,0,0.10498066016055506,0,0,0,1.2760000000000001E-4,1.7219,2,3.76611E-4,0,0,0,0.95,0.95,0.95,0,0,0,0,0,0,0,0,0,1.2,0,0,0,null,1854,null,1,null,null,0,0,0,0,null,1,1,1,0,0,0,null,0,0,0,1,0,0,0,0,null,null,null,null,null,null,null,null,null,null,"10015",100,15,10.9,12.8,21.85,7,7.7,10.7]
["13590210",null,0,1,35,90,21,21.5,0,0,0,0,1903,0,0,0,1.472,1.05,1.05,1.05,1903,0,0,0,164,0,0,0,0.16015975384399747,0,0,0,1.2760000000000001E-4,1.7219,4,5.1420100000000005E-4,0,0,0,0.85,0.85,0.85,0,0,0,0,0,0,0,0,0,2.4,0,0,0,null,1903,null,1,null,null,0,0,0,0,null,1,1,1,0,0,0,null,0,0,0,1,0,0,0,0,null,null,null,null,null,null,null,null,null,null,"11010",110,10,12,13.9,21.85,8.4,9.3000000000000007,14]
["135100100",null,0,1,35,100,10,11.5,0,0,0,0,898,0,0,0,1.399,1.08,1.08,1.08,898,0,0,0,77,0,0,0,3.3810134439080694E-2,0,0,0,3.969E-4,1.7345999999999999,2,3.6734700000000002E-4,0,0,0,0.98,0.98,0.98,0,0,0,0,0,0,0,0,0,0.7,0,0,0,null,898,null,1,null,null,0,0,0,0,null,1,1,1,0,0,0,null,0,0,0,1,0,0,0,0,null,null,null,null,null,null,null,null,null,null,"11015",110,15,10.9,12.8,21.85,7.9,8.8000000000000007,12.5]
["135100110",null,0,1,35,100,11,11.5,0,0,0,0,1196,0,0,0,1.44,1.1000000000000001,1.1000000000000001,1.1000000000000001,1196,0,0,0,103,0,0,0,0.10100372704702308,0,0,0,3.969E-4,1.7345999999999999,4,5.7428799999999995E-4,0,0,0,0.95,0.95,0.95,0,0,0,0,0,0,0,0,0,1.3,0,0,0,null,1196,null,1,null,null,0,0,0,0,null,1,1,1,0,0,0,null,0,0,0,1,0,0,0,0,null,null,null,null,null,null,null,null,null,null,"12010",120,10,11.8,13.7,21.85,8.9,9.9,14.8]
["135100150",null,0,1,35,100,15,16.5,0,0,0,0,1470,0,0,0,1.39,1.08,1.08,1.08,1470,0,0,0,126,0,0,0,8.6457105242017704E-2,0,0,0,2.0829999999999999E-4,1.724,2,4.6182900000000003E-4,0,0,0,1.01,1.01,1.01,0,0,0,0,0,0,0,0,0,1,0,0,0,null,1470,null,1,null,null,0,0,0,0,null,1,1,1,0,0,0,null,0,0,0,1,0,0,0,0,null,null,null,null,null,null,null,null,null,null,"12015",120,15,10.6,12.5,21.85,8.6999999999999993,9.8000000000000007,14.3]
["135100160",null,0,1,35,100,16,16.5,0,0,0,0,1593,0,0,0,1.458,1.1000000000000001,1.1000000000000001,1.1000000000000001,1593,0,0,0,137,0,0,0,0.28992640236073491,0,0,0,2.0829999999999999E-4,1.724,4,1.392796E-3,0,0,0,0.95,0.95,0.95,0,0,0,0,0,0,0,0,0,2,0,0,0,null,1593,null,1,null,null,0,0,0,0,null,1,1,1,0,0,0,null,0,0,0,1,0,0,0,0,null,null,null,null,null,null,null,null,null,null,"14010",140,10,11.5,13.3,21.85,10.1,11.2,17.5]
["135100200",null,0,1,35,100,20,21.5,0,0,0,0,2060,0,0,0,1.39,1.08,1.08,1.08,2060,0,0,0,177,0,0,0,0.13152753973488002,0,0,0,1.2760000000000001E-4,1.7219,2,3.76611E-4,0,0,0,0.95,0.95,0.95,0,0,0,0,0,0,0,0,0,1.3,0,0,0,null,2060,null,1,null,null,0,0,0,0,null,1,1,1,0,0,0,null,0,0,0,1,0,0,0,0,null,null,null,null,null,null,null,null,null,null,"14015",140,15,10.4,12.2,21.85,9.6,10.5,16.100000000000001]
["135100210",null,0,1,35,100,21,21.5,0,0,0,0,2114,0,0,0,1.472,1.05,1.05,1.05,2114,0,0,0,182,0,0,0,0.20027756700352137,0,0,0,1.2760000000000001E-4,1.7219,4,5.1420100000000005E-4,0,0,0,0.85,0.85,0.85,0,0,0,0,0,0,0,0,0,2.7,0,0,0,null,2114,null,1,null,null,0,0,0,0,null,1,1,1,0,0,0,null,0,0,0,1,0,0,0,0,null,null,null,null,null,null,null,null,null,null,"16010",160,10,11.2,13,21.85,11,12.4,19.2]
["135110100",null,0,1,35,110,10,11.5,0,0,0,0,988,0,0,0,1.399,1.08,1.08,1.08,988,0,0,0,85,0,0,0,4.2535904739040731E-2,0,0,0,3.969E-4,1.7345999999999999,2,3.6734700000000002E-4,0,0,0,0.98,0.98,0.98,0,0,0,0,0,0,0,0,0,0.7,0,0,0,null,988,null,1,null,null,0,0,0,0,null,1,1,1,0,0,0,null,0,0,0,1,0,0,0,0,null,null,null,null,null,null,null,null,null,null,"16015",160,15,10,11.8,21.85,11.5,12.8,19.600000000000001]
["135110110",null,0,1,35,110,11,11.5,0,0,0,0,1316,0,0,0,1.44,1.1000000000000001,1.1000000000000001,1.1000000000000001,1316,0,0,0,113,0,0,0,0.12602624713685845,0,0,0,3.969E-4,1.7345999999999999,4,5.7428799999999995E-4,0,0,0,0.95,0.95,0.95,0,0,0,0,0,0,0,0,0,1.5,0,0,0,null,1316,null,1,null,null,0,0,0,0,null,1,1,1,0,0,0,null,0,0,0,1,0,0,0,0,null,null,null,null,null,null,null,null,null,null,"18010",180,10,10.9,12.7,21.85,12.2,13.7,22]
["135110150",null,0,1,35,110,15,16.5,0,0,0,0,1617,0,0,0,1.39,1.08,1.08,1.08,1617,0,0,0,139,0,0,0,0.1067633186378323,0,0,0,2.0829999999999999E-4,1.724,2,4.6182900000000003E-4,0,0,0,1.01,1.01,1.01,0,0,0,0,0,0,0,0,0,1.1000000000000001,0,0,0,null,1617,null,1,null,null,0,0,0,0,null,1,1,1,0,0,0,null,0,0,0,1,0,0,0,0,null,null,null,null,null,null,null,null,null,null,"18015",180,15,10,11.8,21.85,11.5,12.8,19.600000000000001]
["135110160",null,0,1,35,110,16,16.5,0,0,0,0,1752,0,0,0,1.458,1.1000000000000001,1.1000000000000001,1.1000000000000001,1752,0,0,0,151,0,0,0,0.35578453362623813,0,0,0,2.0829999999999999E-4,1.724,4,1.392796E-3,0,0,0,0.95,0.95,0.95,0,0,0,0,0,0,0,0,0,2.2000000000000002,0,0,0,null,1752,null,1,null,null,0,0,0,0,null,1,1,1,0,0,0,null,0,0,0,1,0,0,0,0,null,null,null,null,null,null,null,null,null,null,"20010",200,10,10.7,12.5,21.85,13.4,14.8,24]
["135110200",null,0,1,35,110,20,21.5,0,0,0,0,2266,0,0,0,1.39,1.08,1.08,1.08,2266,0,0,0,195,0,0,0,0.16132074489255654,0,0,0,1.2760000000000001E-4,1.7219,2,3.76611E-4,0,0,0,0.95,0.95,0.95,0,0,0,0,0,0,0,0,0,1.5,0,0,0,null,2266,null,1,null,null,0,0,0,0,null,1,1,1,0,0,0,null,0,0,0,1,0,0,0,0,null,null,null,null,null,null,null,null,null,null,"20015",200,15,10,11.4,21.85,13.2,14.7,23.5]
["135110210",null,0,1,35,110,21,21.5,0,0,0,0,2325,0,0,0,1.472,1.05,1.05,1.05,2325,0,0,0,200,0,0,0,0.24539343268373925,0,0,0,1.2760000000000001E-4,1.7219,4,5.1420100000000005E-4,0,0,0,0.85,0.85,0.85,0,0,0,0,0,0,0,0,0,2.9,0,0,0,null,2325,null,1,null,null,0,0,0,0,null,1,1,1,0,0,0,null,0,0,0,1,0,0,0,0,null,null,null,null,null,null,null,null,null,null,"22010",220,10,10.5,12.3,21.85,13.4,14.8,24]
["135120100",null,0,1,35,120,10,11.5,0,0,0,0,1078,0,0,0,1.399,1.08,1.08,1.08,1078,0,0,0,93,0,0,0,5.2473319398748171E-2,0,0,0,3.969E-4,1.7345999999999999,2,3.6734700000000002E-4,0,0,0,0.98,0.98,0.98,0,0,0,0,0,0,0,0,0,0.8,0,0,0,null,1078,null,1,null,null,0,0,0,0,null,1,1,1,0,0,0,null,0,0,0,1,0,0,0,0,null,null,null,null,null,null,null,null,null,null,"22015",220,15,10,11.1,21.85,15.5,16.8,27.5]
["135120110",null,0,1,35,120,11,11.5,0,0,0,0,1435,0,0,0,1.44,1.1000000000000001,1.1000000000000001,1.1000000000000001,1435,0,0,0,123,0,0,0,0.15445389187017058,0,0,0,3.969E-4,1.7345999999999999,4,5.7428799999999995E-4,0,0,0,0.95,0.95,0.95,0,0,0,0,0,0,0,0,0,1.6,0,0,0,null,1435,null,1,null,null,0,0,0,0,null,1,1,1,0,0,0,null,0,0,0,1,0,0,0,0,null,null,null,null,null,null,null,null,null,null,"24010",240,10,10.4,12.2,21.85,14.8,16.600000000000001,28]
["135120150",null,0,1,35,120,15,16.5,0,0,0,0,1764,0,0,0,1.39,1.08,1.08,1.08,1764,0,0,0,152,0,0,0,0.12946169330398716,0,0,0,2.0829999999999999E-4,1.724,2,4.6182900000000003E-4,0,0,0,1.01,1.01,1.01,0,0,0,0,0,0,0,0,0,1.2,0,0,0,null,1764,null,1,null,null,0,0,0,0,null,1,1,1,0,0,0,null,0,0,0,1,0,0,0,0,null,null,null,null,null,null,null,null,null,null,"24015",240,15,10,10.9,21.85,16.399999999999999,17.7,29.7]
["135120160",null,0,1,35,120,16,16.5,0,0,0,0,1912,0,0,0,1.458,1.1000000000000001,1.1000000000000001,1.1000000000000001,1912,0,0,0,164,0,0,0,0.42387267148233715,0,0,0,2.0829999999999999E-4,1.724,4,1.392796E-3,0,0,0,0.95,0.95,0.95,0,0,0,0,0,0,0,0,0,2.4,0,0,0,null,1912,null,1,null,null,0,0,0,0,null,1,1,1,0,0,0,null,0,0,0,1,0,0,0,0,null,null,null,null,null,null,null,null,null,null,"26010",260,10,10.199999999999999,11.9,21.85,16.2,18.600000000000001,31.4]
["135120200",null,0,1,35,120,20,21.5,0,0,0,0,2472,0,0,0,1.39,1.08,1.08,1.08,2472,0,0,0,213,0,0,0,0.19442521210237121,0,0,0,1.2760000000000001E-4,1.7219,2,3.76611E-4,0,0,0,0.95,0.95,0.95,0,0,0,0,0,0,0,0,0,1.6,0,0,0,null,2472,null,1,null,null,0,0,0,0,null,1,1,1,0,0,0,null,0,0,0,1,0,0,0,0,null,null,null,null,null,null,null,null,null,null,"26015",260,15,10,10.9,21.85,16.2,18.600000000000001,31.4]
["135120210",null,0,1,35,120,21,21.5,0,0,0,0,2537,0,0,0,1.472,1.05,1.05,1.05,2537,0,0,0,218,0,0,0,0.29563656561775487,0,0,0,1.2760000000000001E-4,1.7219,4,5.1420100000000005E-4,0,0,0,0.85,0.85,0.85,0,0,0,0,0,0,0,0,0,3.2,0,0,0,null,2537,null,1,null,null,0,0,0,0,null,1,1,1,0,0,0,null,0,0,0,1,0,0,0,0,null,null,null,null,null,null,null,null,null,null,"28010",280,10,10.199999999999999,11.9,21.85,16.2,18.600000000000001,31.4]
["135140100",null,0,1,35,140,10,11.5,0,0,0,0,1257,0,0,0,1.399,1.08,1.08,1.08,1257,0,0,0,108,0,0,0,7.4883419941827789E-2,0,0,0,3.969E-4,1.7345999999999999,2,3.6734700000000002E-4,0,0,0,0.98,0.98,0.98,0,0,0,0,0,0,0,0,0,0.9,0,0,0,null,1257,null,1,null,null,0,0,0,0,null,1,1,1,0,0,0,null,0,0,0,1,0,0,0,0,null,null,null,null,null,null,null,null,null,null,"28015",280,15,10,10.6,21.85,19.3,20.399999999999999,34.5]
["135140110",null,0,1,35,140,11,11.5,0,0,0,0,1674,0,0,0,1.44,1.1000000000000001,1.1000000000000001,1.1000000000000001,1674,0,0,0,144,0,0,0,0.22505852767591347,0,0,0,3.969E-4,1.7345999999999999,4,5.7428799999999995E-4,0,0,0,0.95,0.95,0.95,0,0,0,0,0,0,0,0,0,1.9,0,0,0,null,1674,null,1,null,null,0,0,0,0,null,1,1,1,0,0,0,null,0,0,0,1,0,0,0,0,null,null,null,null,null,null,null,null,null,null,"30010",300,10,{"$f":"CQ53","v":10.199999999999999},{"$f":"CR53","v":11.9},{"$f":"CS53","v":21.85},16.2,18.600000000000001,31.4]
["135140150",null,0,1,35,140,15,16.5,0,0,0,0,2058,0,0,0,1.39,1.08,1.08,1.08,2058,0,0,0,177,0,0,0,0.18029092070853758,0,0,0,2.0829999999999999E-4,1.724,2,4.6182900000000003E-4,0,0,0,1.01,1.01,1.01,0,0,0,0,0,0,0,0,0,1.4,0,0,0,null,2058,null,1,null,null,0,0,0,0,null,1,1,1,0,0,0,null,0,0,0,1,0,0,0,0,null,null,null,null,null,null,null,null,null,null,"30015",300,15,{"$f":"CQ54","v":10},{"$f":"CR54","v":10.6},21.85,19.3,20.399999999999999,34.5]
["135140160",null,0,1,35,140,16,16.5,0,0,0,0,2230,0,0,0,1.458,1.1000000000000001,1.1000000000000001,1.1000000000000001,2230,0,0,0,192,0,0,0,0.59175979619117425,0,0,0,2.0829999999999999E-4,1.724,4,1.392796E-3,0,0,0,0.95,0.95,0.95,0,0,0,0,0,0,0,0,0,2.8,0,0,0,null,2230,null,1,null,null,0,0,0,0,null,1,1,1,0,0,0,null,0,0,0,1,0,0,0,0]
["135140200",null,0,1,35,140,20,21.5,0,0,0,0,2884,0,0,0,1.39,1.08,1.08,1.08,2884,0,0,0,248,0,0,0,0.26869501360171283,0,0,0,1.2760000000000001E-4,1.7219,2,3.76611E-4,0,0,0,0.95,0.95,0.95,0,0,0,0,0,0,0,0,0,1.9,0,0,0,null,2884,null,1,null,null,0,0,0,0,null,1,1,1,0,0,0,null,0,0,0,1,0,0,0,0]
["135140210",null,0,1,35,140,21,21.5,0,0,0,0,2960,0,0,0,1.472,1.05,1.05,1.05,2960,0,0,0,255,0,0,0,0.41515990120672369,0,0,0,1.2760000000000001E-4,1.7219,4,5.1420100000000005E-4,0,0,0,0.85,0.85,0.85,0,0,0,0,0,0,0,0,0,3.7,0,0,0,null,2960,null,1,null,null,0,0,0,0,null,1,1,1,0,0,0,null,0,0,0,1,0,0,0,0]
["135160100",null,0,1,35,160,10,11.5,0,0,0,0,1437,0,0,0,1.399,1.08,1.08,1.08,1437,0,0,0,124,0,0,0,0.10380963596632048,0,0,0,3.969E-4,1.7345999999999999,2,3.6734700000000002E-4,0,0,0,0.98,0.98,0.98,0,0,0,0,0,0,0,0,0,1.1000000000000001,0,0,0,null,1437,null,1,null,null,0,0,0,0,null,1,1,1,0,0,0,null,0,0,0,1,0,0,0,0,null,null,null,null,null,null,null,null,null,null,"L,rail/L,tot","T10","T11","T15","T16","T20","T21","ALS"]
["135160110",null,0,1,35,160,11,11.5,0,0,0,0,1914,0,0,0,1.44,1.1000000000000001,1.1000000000000001,1.1000000000000001,1914,0,0,0,165,0,0,0,0.31228848147449789,0,0,0,3.969E-4,1.7345999999999999,4,5.7428799999999995E-4,0,0,0,0.95,0.95,0.95,0,0,0,0,0,0,0,0,0,2.1,0,0,0,null,1914,null,1,null,null,0,0,0,0,null,1,1,1,0,0,0,null,0,0,0,1,0,0,0,0,null,null,null,null,null,null,null,null,null,null,1,0.9,0.68,0.8,0.68,0.8,0.8,{"$f":"IF('DBH-Upgrade'!$K$8/'DBH-Upgrade'!$K$6>data!CN$61,0,IF('DBH-Upgrade'!$K$8/'DBH-Upgrade'!$K$6=data!CN$61,data!CO$61,IF('DBH-Upgrade'!$K$8/'DBH-Upgrade'!$K$6>data!CN$62,data!CO$62,IF('DBH-Upgrade'!$K$8/'DBH-Upgrade'!$K$6>data!CN$63,data!CO$63,IF('DBH-Upgrade'!$K$8/'DBH-Upgrade'!$K$6>data!CN$64,data!CO$64,IF('DBH-Upgrade'!$K$8/'DBH-Upgrade'!$K$6>data!CN$65,data!CO$65,IF('DBH-Upgrade'!$K$8/'DBH-Upgrade'!$K$6>data!CN$66,data!CO$66,IF('DBH-Upgrade'!$K$8/'DBH-Upgrade'!$K$6=data!CN$66,1,))))))))","v":0.9},"T10"]
["135160150",null,0,1,35,160,15,16.5,0,0,0,0,2352,0,0,0,1.39,1.08,1.08,1.08,2352,0,0,0,202,0,0,0,0.24072024372511702,0,0,0,2.0829999999999999E-4,1.724,2,4.6182900000000003E-4,0,0,0,1.01,1.01,1.01,0,0,0,0,0,0,0,0,0,1.6,0,0,0,null,2352,null,1,null,null,0,0,0,0,null,1,1,1,0,0,0,null,0,0,0,1,0,0,0,0,null,null,null,null,null,null,null,null,null,null,0.8,{"$f":"CO$66-((CO$66-CO$61)*$CN62)","v":0.92},{"$f":"CP$66-((CP$66-CP$61)*$CN62)","v":0.74399999999999999},0.84000000000000008,0.74399999999999999,0.84000000000000008,0.84000000000000008,{"$f":"IF('DBH-Upgrade'!$K$8/'DBH-Upgrade'!$K$6>data!CN$61,0,IF('DBH-Upgrade'!$K$8/'DBH-Upgrade'!$K$6=data!CN$61,data!CP$61,IF('DBH-Upgrade'!$K$8/'DBH-Upgrade'!$K$6>data!CN$62,data!CP$62,IF('DBH-Upgrade'!$K$8/'DBH-Upgrade'!$K$6>data!CN$63,data!CP$63,IF('DBH-Upgrade'!$K$8/'DBH-Upgrade'!$K$6>data!CN$64,data!CP$64,IF('DBH-Upgrade'!$K$8/'DBH-Upgrade'!$K$6>data!CN$65,data!CP$65,IF('DBH-Upgrade'!$K$8/'DBH-Upgrade'!$K$6>data!CN$66,data!CP$66,IF('DBH-Upgrade'!$K$8/'DBH-Upgrade'!$K$6=data!CN$66,1,))))))))","v":0.68},"T11"]
["135160160",null,0,1,35,160,16,16.5,0,0,0,0,2549,0,0,0,1.458,1.1000000000000001,1.1000000000000001,1.1000000000000001,2549,0,0,0,219,0,0,0,0.78348236789844972,0,0,0,2.0829999999999999E-4,1.724,4,1.392796E-3,0,0,0,0.95,0.95,0.95,0,0,0,0,0,0,0,0,0,3.2,0,0,0,null,2549,null,1,null,null,0,0,0,0,null,1,1,1,0,0,0,null,0,0,0,1,0,0,0,0,null,null,null,null,null,null,null,null,null,null,0.6,{"$f":"CO$66-((CO$66-CO$61)*$CN63)","v":0.94000000000000006},0.80800000000000005,0.88,0.80800000000000005,0.88,0.88,{"$f":"IF('DBH-Upgrade'!$K$8/'DBH-Upgrade'!$K$6>data!CN$61,0,IF('DBH-Upgrade'!$K$8/'DBH-Upgrade'!$K$6=data!CN$61,data!CQ$61,IF('DBH-Upgrade'!$K$8/'DBH-Upgrade'!$K$6>data!CN$62,data!CQ$62,IF('DBH-Upgrade'!$K$8/'DBH-Upgrade'!$K$6>data!CN$63,data!CQ$63,IF('DBH-Upgrade'!$K$8/'DBH-Upgrade'!$K$6>data!CN$64,data!CQ$64,IF('DBH-Upgrade'!$K$8/'DBH-Upgrade'!$K$6>data!CN$65,data!CQ$65,IF('DBH-Upgrade'!$K$8/'DBH-Upgrade'!$K$6>data!CN$66,data!CQ$66,IF('DBH-Upgrade'!$K$8/'DBH-Upgrade'!$K$6=data!CN$66,1,))))))))","v":0.8},"T15"]
["135160200",null,0,1,35,160,20,21.5,0,0,0,0,3296,0,0,0,1.39,1.08,1.08,1.08,3296,0,0,0,283,0,0,0,0.3562650230795899,0,0,0,1.2760000000000001E-4,1.7219,2,3.76611E-4,0,0,0,0.95,0.95,0.95,0,0,0,0,0,0,0,0,0,2.1,0,0,0,null,3296,null,1,null,null,0,0,0,0,null,1,1,1,0,0,0,null,0,0,0,1,0,0,0,0,null,null,null,null,null,null,null,null,null,null,0.4,0.96,0.872,0.92,0.872,0.92,0.92,{"$f":"IF('DBH-Upgrade'!$K$8/'DBH-Upgrade'!$K$6>data!CN$61,0,IF('DBH-Upgrade'!$K$8/'DBH-Upgrade'!$K$6=data!CN$61,data!CR$61,IF('DBH-Upgrade'!$K$8/'DBH-Upgrade'!$K$6>data!CN$62,data!CR$62,IF('DBH-Upgrade'!$K$8/'DBH-Upgrade'!$K$6>data!CN$63,data!CR$63,IF('DBH-Upgrade'!$K$8/'DBH-Upgrade'!$K$6>data!CN$64,data!CR$64,IF('DBH-Upgrade'!$K$8/'DBH-Upgrade'!$K$6>data!CN$65,data!CR$65,IF('DBH-Upgrade'!$K$8/'DBH-Upgrade'!$K$6>data!CN$66,data!CR$66,IF('DBH-Upgrade'!$K$8/'DBH-Upgrade'!$K$6=data!CN$66,1,))))))))","v":0.68},"T16"]
["135160210",null,0,1,35,160,21,21.5,0,0,0,0,3382,0,0,0,1.472,1.05,1.05,1.05,3382,0,0,0,291,0,0,0,0.55403572996966266,0,0,0,1.2760000000000001E-4,1.7219,4,5.1420100000000005E-4,0,0,0,0.85,0.85,0.85,0,0,0,0,0,0,0,0,0,4.3,0,0,0,null,3382,null,1,null,null,0,0,0,0,null,1,1,1,0,0,0,null,0,0,0,1,0,0,0,0,null,null,null,null,null,null,null,null,null,null,0.2,0.98,0.93600000000000005,0.96,0.93600000000000005,0.96,0.96,{"$f":"IF('DBH-Upgrade'!$K$8/'DBH-Upgrade'!$K$6>data!CN$61,0,IF('DBH-Upgrade'!$K$8/'DBH-Upgrade'!$K$6=data!CN$61,data!CS$61,IF('DBH-Upgrade'!$K$8/'DBH-Upgrade'!$K$6>data!CN$62,data!CS$62,IF('DBH-Upgrade'!$K$8/'DBH-Upgrade'!$K$6>data!CN$63,data!CS$63,IF('DBH-Upgrade'!$K$8/'DBH-Upgrade'!$K$6>data!CN$64,data!CS$64,IF('DBH-Upgrade'!$K$8/'DBH-Upgrade'!$K$6>data!CN$65,data!CS$65,IF('DBH-Upgrade'!$K$8/'DBH-Upgrade'!$K$6>data!CN$66,data!CS$66,IF('DBH-Upgrade'!$K$8/'DBH-Upgrade'!$K$6=data!CN$66,1,))))))))","v":0.8},"T20"]
["135180100",null,0,1,35,180,10,11.5,0,0,0,0,1616,0,0,0,1.399,1.08,1.08,1.08,1616,0,0,0,139,0,0,0,0.13674040332650475,0,0,0,3.969E-4,1.7345999999999999,2,3.6734700000000002E-4,0,0,0,0.98,0.98,0.98,0,0,0,0,0,0,0,0,0,1.2,0,0,0,null,1616,null,1,null,null,0,0,0,0,null,1,1,1,0,0,0,null,0,0,0,1,0,0,0,0,null,null,null,null,null,null,null,null,null,null,0,1,1,1,1,1,1,{"$f":"IF('DBH-Upgrade'!$K$8/'DBH-Upgrade'!$K$6>data!CN$61,0,IF('DBH-Upgrade'!$K$8/'DBH-Upgrade'!$K$6=data!CN$61,data!CT$61,IF('DBH-Upgrade'!$K$8/'DBH-Upgrade'!$K$6>data!CN$62,data!CT$62,IF('DBH-Upgrade'!$K$8/'DBH-Upgrade'!$K$6>data!CN$63,data!CT$63,IF('DBH-Upgrade'!$K$8/'DBH-Upgrade'!$K$6>data!CN$64,data!CT$64,IF('DBH-Upgrade'!$K$8/'DBH-Upgrade'!$K$6>data!CN$65,data!CT$65,IF('DBH-Upgrade'!$K$8/'DBH-Upgrade'!$K$6>data!CN$66,data!CT$66,IF('DBH-Upgrade'!$K$8/'DBH-Upgrade'!$K$6=data!CN$66,1,))))))))","v":0.8},"T21"]
["135180110",null,0,1,35,180,11,11.5,0,0,0,0,2153,0,0,0,1.44,1.1000000000000001,1.1000000000000001,1.1000000000000001,2153,0,0,0,185,0,0,0,0.41324856546734773,0,0,0,3.969E-4,1.7345999999999999,4,5.7428799999999995E-4,0,0,0,0.95,0.95,0.95,0,0,0,0,0,0,0,0,0,2.4,0,0,0,null,2153,null,1,null,null,0,0,0,0,null,1,1,1,0,0,0,null,0,0,0,1,0,0,0,0]
["135180150",null,0,1,35,180,15,16.5,0,0,0,0,2646,0,0,0,1.39,1.08,1.08,1.08,2646,0,0,0,228,0,0,0,0.31381464048039109,0,0,0,2.0829999999999999E-4,1.724,2,4.6182900000000003E-4,0,0,0,1.01,1.01,1.01,0,0,0,0,0,0,0,0,0,1.8,0,0,0,null,2646,null,1,null,null,0,0,0,0,null,1,1,1,0,0,0,null,0,0,0,1,0,0,0,0]
["135180160",null,0,1,35,180,16,16.5,0,0,0,0,2867,0,0,0,1.458,1.1000000000000001,1.1000000000000001,1.1000000000000001,2867,0,0,0,247,0,0,0,1.0130568407003826,0,0,0,2.0829999999999999E-4,1.724,4,1.392796E-3,0,0,0,0.95,0.95,0.95,0,0,0,0,0,0,0,0,0,3.6,0,0,0,null,2867,null,1,null,null,0,0,0,0,null,1,1,1,0,0,0,null,0,0,0,1,0,0,0,0]
["135180200",null,0,1,35,180,20,21.5,0,0,0,0,3708,0,0,0,1.39,1.08,1.08,1.08,3708,0,0,0,319,0,0,0,0.46038770899188097,0,0,0,1.2760000000000001E-4,1.7219,2,3.76611E-4,0,0,0,0.95,0.95,0.95,0,0,0,0,0,0,0,0,0,2.4,0,0,0,null,3708,null,1,null,null,0,0,0,0,null,1,1,1,0,0,0,null,0,0,0,1,0,0,0,0,null,null,null,null,null,null,null,null,null,null,"Lengths","Calculation factors for lower fan settings"]
["135180210",null,0,1,35,180,21,21.5,0,0,0,0,3805,0,0,0,1.472,1.05,1.05,1.05,3805,0,0,0,327,0,0,0,0.71584299915296878,0,0,0,1.2760000000000001E-4,1.7219,4,5.1420100000000005E-4,0,0,0,0.85,0.85,0.85,0,0,0,0,0,0,0,0,0,4.8,0,0,0,null,3805,null,1,null,null,0,0,0,0,null,1,1,1,0,0,0,null,0,0,0,1,0,0,0,0,null,null,null,null,null,null,null,null,null,null,null,"T10",null,"T11",null,"T15",null,"T16",null,"T20",null,"T21"]
["135200100",null,0,1,35,200,10,11.5,0,0,0,0,1796,0,0,0,1.399,1.08,1.08,1.08,1796,0,0,0,154,0,0,0,0.17532500807182941,0,0,0,3.969E-4,1.7345999999999999,2,3.6734700000000002E-4,0,0,0,0.98,0.98,0.98,0,0,0,0,0,0,0,0,0,1.3,0,0,0,null,1796,null,1,null,null,0,0,0,0,null,1,1,1,0,0,0,null,0,0,0,1,0,0,0,0,null,null,null,null,null,null,null,null,null,null,null,"S2","S1","S2","S1","S2","S1","S2","S1","S2","S1","S2","S1"]
["135200110",null,0,1,35,200,11,11.5,0,0,0,0,2392,0,0,0,1.44,1.1000000000000001,1.1000000000000001,1.1000000000000001,2392,0,0,0,206,0,0,0,0.53680533991146306,0,0,0,3.969E-4,1.7345999999999999,4,5.7428799999999995E-4,0,0,0,0.95,0.95,0.95,0,0,0,0,0,0,0,0,0,2.7,0,0,0,null,2392,null,1,null,null,0,0,0,0,null,1,1,1,0,0,0,null,0,0,0,1,0,0,0,0,null,null,null,null,null,null,null,null,null,null,50,0.85518696133680483,0.79918429718355943,0.85518696133680483,0.79918429718355943]
["135200150",null,0,1,35,200,15,16.5,0,0,0,0,2940,0,0,0,1.39,1.08,1.08,1.08,2940,0,0,0,253,0,0,0,0.39501800057608955,0,0,0,{"$f":"IF($G74=$CO$103,CP$103,IF($G74=$CO$104,CP$104,IF($G74=$CO$105,CP$105,IF($G74=$CO$107,CP$107,IF($G74=$CO$108,CP$108,IF($G74=$CO$109,CP$109,IF($G74=$CO$111,CP$111,IF($G74=$CO$112,CP$112,IF($G74=$CO$113,CP$113,IF($G74=$CO$115,CP$115,IF($G74=$CO$116,CP$116,IF($G74=$CO$117,CP$117,IF($G74=$CO$119,CP$119,IF($G74=$CO$120,CP$120,))))))))))))))","v":2.0829999999999999E-4},{"$f":"IF($G74=$CO$103,CQ$103,IF($G74=$CO$104,CQ$104,IF($G74=$CO$105,CQ$105,IF($G74=$CO$107,CQ$107,IF($G74=$CO$108,CQ$108,IF($G74=$CO$109,CQ$109,IF($G74=$CO$111,CQ$111,IF($G74=$CO$112,CQ$112,IF($G74=$CO$113,CQ$113,IF($G74=$CO$115,CQ$115,IF($G74=$CO$116,CQ$116,IF($G74=$CO$117,CQ$117,IF($G74=$CO$119,CQ$119,IF($G74=$CO$120,CQ$120,))))))))))))))","v":1.724},{"$f":"IF($G74=$CO$103,CR$103,IF($G74=$CO$104,CR$104,IF($G74=$CO$105,CR$105,IF($G74=$CO$107,CR$107,IF($G74=$CO$108,CR$108,IF($G74=$CO$109,CR$109,IF($G74=$CO$111,CR$111,IF($G74=$CO$112,CR$112,IF($G74=$CO$113,CR$113,IF($G74=$CO$115,CR$115,IF($G74=$CO$116,CR$116,IF($G74=$CO$117,CR$117,IF($G74=$CO$119,CR$119,IF($G74=$CO$120,CR$120,))))))))))))))","v":2},{"$f":"IF($G74=$CO$103,CS$103,IF($G74=$CO$104,CS$104,IF($G74=$CO$105,CS$105,IF($G74=$CO$107,CS$107,IF($G74=$CO$108,CS$108,IF($G74=$CO$109,CS$109,IF($G74=$CO$111,CS$111,IF($G74=$CO$112,CS$112,IF($G74=$CO$113,CS$113,IF($G74=$CO$115,CS$115,IF($G74=$CO$116,CS$116,IF($G74=$CO$117,CS$117,IF($G74=$CO$119,CS$119,IF($G74=$CO$120,CS$120,))))))))))))))","v":4.6182900000000003E-4},0,0,0,1.01,1.01,1.01,0,0,0,0,0,0,0,0,0,{"$f":"ROUND(IF(G74=10,$CO$92*F74,IF(G74=11,$CO$93*F74,IF(G74=15,$CO$94*F74,IF(G74=16,$CO$95*F74,IF(G74=20,$CO$96*F74,IF(G74=21,$CO$97*F74,)))))),1)","v":2},0,0,0,null,2940,null,{"$f":"IF(C74=0,1,IF(G74=10,0.9,IF(G74=11,0.68,IF(G74=15,0.8,IF(G74=16,0.68,IF(G74=20,0.8,IF(G74=21,0.8)))))))","v":1},null,null,0,0,0,0,null,1,1,1,{"$f":"AQ74/BO74","v":0},{"$f":"AR74/BP74","v":0},{"$f":"AS74/BQ74","v":0},null,{"$f":"BR74-AQ74","v":0},{"$f":"BS74-AR74","v":0},{"$f":"BT74-AS74","v":0},1,0,0,0,0,null,null,null,null,null,null,null,null,null,null,60,0.8452517014716241,0.78929861482598995,0.8452517014716241,0.78929861482598995,0.75555534806492441,0.70383877729866806,0.75555534806492441,0.70383877729866806,0.8452517014716241,0.78929861482598995,0.75555534806492441,0.70383877729866806]
["135200160",null,0,1,35,200,16,{"$f":"IF(G75=10,11.5,IF(G75=11,11.5,IF(G75=15,16.5,IF(G75=16,16.5,IF(G75=20,21.5,IF(G75=21,21.5,))))))","v":16.5},0,0,0,0,3186,0,0,0,{"$f":"IF(E75=35,IF(G75=10,1.399,IF(G75=11,1.44,IF(G75=15,1.39,IF(G75=16,1.458,IF(G75=20,1.39,IF(G75=21,1.472,1)))))),IF(E75=50,IF(G75=10,1.385,IF(G75=11,1.438,IF(G75=15,1.373,IF(G75=16,1.464,IF(G75=20,1.373,IF(G75=21,1.485,1)))))),IF(E75=65,IF(G75=10,1.371,IF(G75=11,1.437,IF(G75=15,1.355,IF(G75=16,1.47,IF(G75=20,1.355,IF(G75=21,1.497,1)))))),IF(E75=95,IF(G75=10,1.343,IF(G75=11,1.434,IF(G75=15,1.32,IF(G75=16,1.482,IF(G75=20,1.32,IF(G75=21,1.522,1)))))),\"ERROR\"))))","v":1.458},1.1000000000000001,1.1000000000000001,1.1000000000000001,{"$f":"ROUND(M75*POWER((($S$1-$S$2)/LN(($S$1-$S$3)/($S$2-$S$3)))/((75-65)/LN((75-20)/(65-20))),Q75),0)","v":3186},{"$f":"ROUND(N75*POWER((($S$1-$S$2)/LN(($S$1-$S$3)/($S$2-$S$3)))/((75-65)/LN((75-20)/(65-20))),R75),0)","v":0},{"$f":"ROUND(O75*POWER((($S$1-$S$2)/LN(($S$1-$S$3)/($S$2-$S$3)))/((75-65)/LN((75-20)/(65-20))),S75),0)","v":0},{"$f":"ROUND(P75*POWER((($S$1-$S$2)/LN(($S$1-$S$3)/($S$2-$S$3)))/((75-65)/LN((75-20)/(65-20))),T75),0)","v":0},{"$f":"ROUND(U75*3600/(4186*ABS($S$1-$S$2)),0)","v":274},{"$f":"ROUND(V75*3600/(4186*ABS($S$1-$S$2)),0)","v":0},{"$f":"ROUND(W75*3600/(4186*ABS($S$1-$S$2)),0)","v":0},{"$f":"ROUND(X75*3600/(4186*ABS($S$1-$S$2)),0)","v":0},{"$f":"(($AG75*(Y75^$AH75)*((($F75-14.4)*$AI75)/100))+($AJ75*(Y75^2)))*0.0098","v":1.2664193910140187},{"$f":"(($AG75*(Z75^$AH75)*((($F75-14.4)*$AI75)/100))+($AJ75*(Z75^2)))*0.0098","v":0},{"$f":"(($AG75*(AA75^$AH75)*((($F75-14.4)*$AI75)/100))+($AJ75*(AA75^2)))*0.0098","v":0},{"$f":"(($AG75*(AB75^$AH75)*((($F75-14.4)*$AI75)/100))+($AJ75*(AB75^2)))*0.0098","v":0},2.0829999999999999E-4,1.724,4,1.392796E-3,0,0,0,{"$f":"IF($G75=10,0.98,IF($G75=11,0.95,IF($G75=15,1.01,IF($G75=16,0.95,IF($G75=20,0.95,IF($G75=21,0.85))))))","v":0.95},0.95,0.95,{"$f":"ROUND(AK75*POWER((($AT$1-$AT$2)/LN(($AT$1-$AT$3)/($AT$2-$AT$3)))/((16-18)/LN((16-27)/(18-27))),AN75),0)","v":0},{"$f":"ROUND(AL75*POWER((($AT$1-$AT$2)/LN(($AT$1-$AT$3)/($AT$2-$AT$3)))/((16-18)/LN((16-27)/(18-27))),AO75),0)","v":0},{"$f":"ROUND(AM75*POWER((($AT$1-$AT$2)/LN(($AT$1-$AT$3)/($AT$2-$AT$3)))/((16-18)/LN((16-27)/(18-27))),AP75),0)","v":0},{"$f":"ROUND(AQ75*3600/(4186*ABS($AT$1-$AT$2)),0)","v":0},{"$f":"ROUND(AR75*3600/(4186*ABS($AT$1-$AT$2)),0)","v":0},{"$f":"ROUND(AS75*3600/(4186*ABS($AT$1-$AT$2)),0)","v":0},{"$f":"(($AG75*(AT75^$AH75)*((($F75-14.4)*$AI75)/100))+($AJ75*(AT75^2)))*0.0098","v":0},{"$f":"(($AG75*(AU75^$AH75)*((($F75-14.4)*$AI75)/100))+($AJ75*(AU75^2)))*0.0098","v":0},{"$f":"(($AG75*(AV75^$AH75)*((($F75-14.4)*$AI75)/100))+($AJ75*(AV75^2)))*0.0098","v":0},4,0,0,0,null,3186,null,1,null,null,0,0,0,0,null,{"$f":"IF(1/(1+((2258*((0.622/((101325/(1*611*EXP(17.27*((($AT$1+$AT$2)/2)/((($AT$1+$AT$2)/2)+237.3))))))-1)*1000-(0.622/((101325/($AV$1*611*EXP(17.27*($AT$3/($AT$3+237.3))))))-1)*1000))/(1005*((($AT$1+$AT$2)/2)-$AT$3))))>1,1,1/(1+((2258*((0.622/((101325/(1*611*EXP(17.27*((($AT$1+$AT$2)/2)/((($AT$1+$AT$2)/2)+237.3))))))-1)*1000-(0.622/((101325/($AV$1*611*EXP(17.27*($AT$3/($AT$3+237.3))))))-1)*1000))/(1005*((($AT$1+$AT$2)/2)-$AT$3)))))","v":1},1,1,0,0,0,null,0,0,0,1,0,0,0,0,null,null,null,null,null,null,null,null,null,null,70,0.83640285665941616,0.77994091438995627,0.83640285665941616,0.77994091438995627,0.75555534806492441,0.70383877729866806,0.75555534806492441,0.70383877729866806,0.83640285665941616,0.77994091438995627,0.75555534806492441,0.70383877729866806]
["135200200",null,0,1,35,200,20,21.5,0,0,0,0,4120,0,0,0,1.39,{"$f":"IF($G76=10,1.08,IF($G76=11,1.1,IF($G76=15,1.08,IF($G76=16,1.1,IF($G76=20,1.08,IF($G76=21,1.05))))))","v":1.08},1.08,1.08,4120,0,0,0,354,0,0,0,0.57622863249704603,0,0,0,1.2760000000000001E-4,1.7219,2,3.76611E-4,0,0,0,0.95,0.95,0.95,0,0,0,0,0,0,0,0,0,2.7,0,0,0,null,4120,null,1,null,null,0,0,0,0,null,1,1,1,0,0,0,null,0,0,0,1,0,0,0,0,null,null,null,null,null,null,null,null,null,null,80,0.82845886137907021,0.77133936020072458,0.82845886137907021,0.77133936020072458,0.74531089933631789,0.69504144552059222,0.74531089933631789,0.69504144552059222,0.82845886137907021,0.77133936020072458,0.74531089933631789,0.69504144552059222]
["135200210",null,0,1,35,200,21,21.5,0,0,0,0,4228,0,0,0,1.472,1.05,1.05,1.05,4228,0,0,0,364,0,0,0,0.90627244952468755,0,0,0,1.2760000000000001E-4,1.7219,4,5.1420100000000005E-4,0,0,0,0.85,0.85,0.85,0,0,0,0,0,0,0,0,0,5.3,0,0,0,null,4228,null,1,null,null,0,0,0,0,null,1,1,1,0,0,0,null,0,0,0,1,0,0,0,0,null,null,null,null,null,null,null,null,null,null,90,0.8212441545440573,0.76343880970753542,0.8212441545440573,0.76343880970753542,0.73429802939744349,0.68540112539231846,0.73429802939744349,0.68540112539231846,0.8212441545440573,0.76343880970753542,0.73429802939744349,0.68540112539231846]
["135220100",null,0,1,35,220,10,11.5,0,0,0,0,1842.68115942029,0,0,0,1.399,1.08,1.08,1.08,{"$f":"ROUND(M78*POWER((($S$1-$S$2)/LN(($S$1-$S$3)/($S$2-$S$3)))/((75-65)/LN((75-20)/(65-20))),Q78),0)","v":1843},0,0,0,158,0,0,0,0.19404238172097774,0,0,0,3.969E-4,1.7345999999999999,2,3.6734700000000002E-4,0,0,0,0.98,0.98,0.98,0,0,0,0,0,0,0,0,0,1.5,0,0,0,null,1842.68115942029,null,1,null,null,0,0,0,0,null,1,1,1,0,0,0,null,0,0,0,1,0,0,0,0,null,null,null,null,null,null,null,null,null,null,100,0.81466996609637188,0.75619868948084668,0.81466996609637188,0.75619868948084668,0.72541359909535208,0.67746340042029107,0.72541359909535208,0.67746340042029107,0.81466996609637188,0.75619868948084668,0.72541359909535208,0.67746340042029107]
["135220110",null,0,1,35,220,11,11.5,0,0,0,0,2454.057971014493,0,0,0,1.44,1.1000000000000001,1.1000000000000001,1.1000000000000001,2454,0,0,0,211,0,0,0,0.59466990007082587,0,0,0,3.969E-4,1.7345999999999999,4,5.7428799999999995E-4,0,0,0,0.95,0.95,0.95,0,0,0,0,0,0,0,0,0,2.9,0,0,0,null,2454.057971014493,null,1,null,null,0,0,0,0,null,1,1,1,0,0,0,null,0,0,0,1,0,0,0,0,null,null,null,null,null,null,null,null,null,null,110,0.81466996609637188,0.75619868948084668,0.81466996609637188,0.75619868948084668,0.72541359909535208,0.67746340042029107,0.72541359909535208,0.67746340042029107,0.81466996609637188,0.75619868948084668,0.72541359909535208,0.67746340042029107]
["135220150",null,0,1,35,220,15,16.5,0,0,0,0,3016.695652173913,0,0,0,1.39,1.08,1.08,1.08,3017,0,0,0,259,0,0,0,0.42508141266808014,0,0,0,2.0829999999999999E-4,1.724,2,4.6182900000000003E-4,0,0,0,1.01,1.01,1.01,0,0,0,0,0,0,0,0,0,2.2000000000000002,0,0,0,null,3016.695652173913,null,1,null,null,0,0,0,0,null,1,1,1,0,0,0,null,0,0,0,1,0,0,0,0,null,null,null,null,null,null,null,null,null,null,120,0.80301038786259926,0.74330306539663082,0.80301038786259926,0.74330306539663082,0.71879122259285499,0.67122872584611504,0.71879122259285499,0.67122872584611504,0.80301038786259926,0.74330306539663082,0.71879122259285499,0.67122872584611504]
["135220160",null,0,1,35,220,16,16.5,0,0,0,0,3268.942028985507,0,0,0,1.458,1.1000000000000001,1.1000000000000001,1.1000000000000001,3269,0,0,0,281,0,0,0,1.3573902795441339,0,0,0,2.0829999999999999E-4,1.724,4,1.392796E-3,0,0,0,0.95,0.95,0.95,0,0,0,0,0,0,0,0,0,4.4000000000000004,0,0,0,null,3268.942028985507,null,1,null,null,0,0,0,0,null,1,1,1,0,0,0,null,0,0,0,1,0,0,0,0,null,null,null,null,null,null,null,null,null,null,140,0.79292312789827257,0.73211718284521199,0.79292312789827257,0.73211718284521199,0.7127093372490777,0.66550507053605756,0.7127093372490777,0.66550507053605756,0.79292312789827257,0.73211718284521199,0.7127093372490777,0.66550507053605756]
[{"$f":"CONCATENATE(D82,E82,F82,G82,C82)","v":"135220200"},null,0,1,35,220,20,21.5,0,0,0,0,{"$f":"BE82*BG82","v":4227.4782608695659},0,0,0,1.39,1.08,1.08,1.08,4227,0,0,0,364,0,0,0,0.62117166815030678,0,0,0,1.2760000000000001E-4,1.7219,2,3.76611E-4,0,0,0,0.95,0.95,0.95,0,0,0,0,0,0,0,0,0,2.9,0,0,0,null,4227.4782608695659,null,1,null,null,0,0,0,0,null,1,1,1,0,0,0,null,0,0,0,{"$f":"IF(SUM(BV82:BX82)=0,1,0)","v":1},0,0,0,0,null,null,null,null,null,null,null,null,null,null,160,0.78402243332267385,0.72223627558039949,0.78402243332267385,0.72223627558039949,0.70153112340864476,0.65706930534609798,0.70153112340864476,0.65706930534609798,0.78402243332267385,0.72223627558039949,0.70153112340864476,0.65706930534609798]
["135220210",null,0,1,35,220,21,21.5,0,0,0,0,4338.63768115942,0,0,0,1.472,1.05,1.05,1.05,4339,0,0,0,373,0,0,0,0.97676197834482714,0,0,0,1.2760000000000001E-4,1.7219,4,5.1420100000000005E-4,0,0,0,0.85,0.85,0.85,0,0,0,0,0,0,0,0,0,5.9,0,0,0,null,4338.63768115942,null,1,null,null,0,0,0,0,null,1,1,1,0,0,0,null,0,0,0,1,0,0,0,0,null,null,null,null,null,null,null,null,null,null,180,0.78402243332267385,0.72223627558039949,0.78402243332267385,0.72223627558039949,0.70153112340864476,0.65706930534609798,0.70153112340864476,0.65706930534609798,0.78402243332267385,0.72223627558039949,0.70153112340864476,0.65706930534609798]
["135240100",null,0,1,35,240,10,11.5,0,0,0,0,2155,0,0,0,1.399,1.08,1.08,1.08,2155,0,0,0,185,0,0,0,0.27349388205507746,0,0,0,3.969E-4,1.7345999999999999,2,3.6734700000000002E-4,0,0,0,0.98,0.98,0.98,0,0,0,0,0,0,0,0,0,1.6,0,0,0,null,2155,null,1,null,null,0,0,0,0,null,1,1,1,0,0,0,null,0,0,0,1,0,0,0,0,null,null,null,null,null,null,null,null,null,null,200,0.76885591203746129,0.70538685838828352,0.76885591203746129,0.70538685838828352,0.69291747680457172,0.65762042960065581,0.69291747680457172,0.65762042960065581,0.76885591203746129,0.70538685838828352,0.69291747680457172,0.65762042960065581]
["135240110",null,0,1,35,240,11,11.5,0,0,0,0,2870,0,0,0,1.44,1.1000000000000001,1.1000000000000001,1.1000000000000001,2870,0,0,0,247,0,0,0,0.83958473975956283,0,0,0,3.969E-4,1.7345999999999999,4,5.7428799999999995E-4,0,0,0,0.95,0.95,0.95,0,0,0,0,0,0,0,0,0,3.2,0,0,0,null,2870,null,1,null,null,0,0,0,0,null,1,1,1,0,0,0,null,0,0,0,1,0,0,0,0,null,null,null,null,null,null,null,null,null,null,220,0.7585639347228863,0.69425955238573378,0.7585639347228863,0.69425955238573378,0.68521071868549555,0.65780685179925613,0.68521071868549555,0.65780685179925613,0.7585639347228863,0.69425955238573378,0.68521071868549555,0.65780685179925613]
["135240150",null,0,1,35,240,15,16.5,0,0,0,0,3528,0,0,0,1.39,1.08,1.08,1.08,3528,0,0,0,303,0,0,0,0.59022002103304638,0,0,0,2.0829999999999999E-4,1.724,2,4.6182900000000003E-4,0,0,0,1.01,1.01,1.01,0,0,0,0,0,0,0,0,0,2.4,0,0,0,null,3528,null,1,null,null,0,0,0,0,null,1,1,1,0,0,0,null,0,0,0,1,0,0,0,0,null,null,null,null,null,null,null,null,null,null,240,0.75027509009945204,0.68488673514658593,0.75027509009945204,0.68488673514658593,0.68190440163328403,0.65796861393376183,0.68190440163328403,0.65796861393376183,0.75027509009945204,0.68488673514658593,0.68190440163328403,0.65796861393376183]
["135240160",null,0,1,35,240,16,16.5,0,0,0,0,3823,0,0,0,1.458,1.1000000000000001,1.1000000000000001,1.1000000000000001,3823,0,0,0,329,0,0,0,1.8801048850896722,0,0,0,2.0829999999999999E-4,1.724,4,1.392796E-3,0,0,0,0.95,0.95,0.95,0,0,0,0,0,0,0,0,0,4.8,0,0,0,null,3823,null,1,null,null,0,0,0,0,null,1,1,1,0,0,0,null,0,0,0,1,0,0,0,0,null,null,null,null,null,null,null,null,null,null,260,0.75,0.68,0.75,0.68,0.68190449384530405,0.65796861393376183,0.68190449384530405,0.65796861393376183,0.75,0.68,0.68190449384530405,0.65796861393376183]
["135240200",null,0,1,35,240,20,21.5,0,0,0,0,4944,0,0,0,1.39,1.08,1.08,1.08,4944,0,0,0,425,0,0,0,0.85600004195087054,0,0,0,1.2760000000000001E-4,1.7219,2,3.76611E-4,0,0,0,0.95,0.95,0.95,0,0,0,0,0,0,0,0,0,3.2,0,0,0,null,4944,null,1,null,null,0,0,0,0,null,1,1,1,0,0,0,null,0,0,0,1,0,{"$f":"ROUND(IF($C74=0,0,IF($C74=10,IF($G74=10,2539,IF($G74=11,3445,IF($G74=15,2539*1.3,IF($G74=16,3445*1.3,IF($G74=20,(2539*1.45),IF($G74=21,(3445*1.55))))))),IF($C74=15,IF($G74=10,0,IF($G74=11,0,IF($G74=15,3238,IF($G74=16,4735,IF($G74=20,4062,IF($G74=21,6098))))))))),0)","v":0},{"$f":"ROUND(IF($C74=0,0,IF($C74=10,IF($G74=10,352,IF($G74=11,577,IF($G74=15,442*1.15,IF($G74=16,725*1.15,IF($G74=20,(352*1.3),IF($G74=21,(577*1.3))))))),IF($C74=15,IF($G74=10,0,IF($G74=11,0,IF($G74=15,442,IF($G74=16,725,IF($G74=20,502,IF($G74=21,791))))))))),0)","v":0},0,null,null,null,null,null,null,null,null,null,null,280,0.75077946095441817,0.68,0.75077946095441817,0.68,0.67294243770541662,0.6582099452827469,0.67294243770541662,0.6582099452827469,0.75077946095441817,0.68,0.67294243770541662,0.6582099452827469]
["135240210",null,0,1,35,240,21,21.5,0,0,0,0,5074,0,0,0,1.472,1.05,1.05,1.05,5074,0,0,0,436,0,0,0,1.3536639020253713,0,0,0,1.2760000000000001E-4,1.7219,4,5.1420100000000005E-4,0,0,0,0.85,0.85,0.85,0,0,0,0,0,0,0,0,0,6.4,0,0,0,null,5074,null,1,null,null,0,0,0,0,null,1,1,1,0,0,0,null,0,0,0,1,{"$f":"ROUND(IF($C75=0,0,IF($C75=10,IF($G75=10,1127,IF($G75=11,2263,\"UNDEFINED\")),IF($C75=15,IF($G75=10,\"NOT POSSIBLE\",IF($G75=11,\"NOT POSSIBLE\",IF($G75=15,1615,IF($G75=16,3238,IF($G75=20,2298,IF($G75=21,2489)))))),\"ERROR\"))),0)","v":0},0,0,{"$f":"ROUND(IF($C75=0,0,IF($C75=10,IF($G75=10,62,IF($G75=11,50,\"UNDEFINED\")),IF($C75=15,IF($G75=10,\"NOT POSSIBLE\",IF($G75=11,\"NOT POSSIBLE\",IF($G75=15,63,IF($G75=16,75,IF($G75=20,78,IF($G75=21,92)))))),\"ERROR\"))),0)","v":0},null,null,null,null,null,null,null,null,null,null,300,0.75077946095441817,0.68,0.75077946095441817,0.68,0.67294243770541662,0.6582099452827469,0.67294243770541662,0.6582099452827469,0.75077946095441817,0.68,0.67294243770541662,0.6582099452827469]
["135260100",null,0,1,35,260,10,11.5,0,0,0,0,2231.5280898876404,0,0,0,1.399,1.08,1.08,1.08,2232,0,0,0,192,0,0,0,0.30720415925530803,0,0,0,3.969E-4,1.7345999999999999,2,3.6734700000000002E-4,0,0,0,0.98,0.98,0.98,0,0,0,0,0,0,0,0,0,1.7,0,0,0,null,2231.5280898876404,null,1,null,null,0,0,0,0,null,1,1,1,0,0,0,null,0,0,0,1,0,0,0,0]
["135260110",null,0,1,35,260,11,11.5,0,0,0,0,2972.7078651685392,0,0,0,1.44,1.1000000000000001,1.1000000000000001,1.1000000000000001,2973,0,0,0,256,0,0,0,0.9436537107189279,0,0,0,3.969E-4,1.7345999999999999,4,5.7428799999999995E-4,0,0,0,0.95,0.95,0.95,0,0,0,0,0,0,0,0,0,3.5,0,0,0,null,2972.7078651685392,null,1,null,null,0,0,0,0,null,1,1,1,0,0,0,null,0,0,0,1,0,0,0,0,null,null,null,null,null,null,null,null,null,null,"Type,ww","L/cm"]
["135260150",null,0,1,35,260,15,16.5,0,0,0,0,3653.5280898876404,0,0,0,1.39,1.08,1.08,1.08,3654,0,0,0,314,0,0,0,0.64848424414357153,0,0,0,2.0829999999999999E-4,1.724,2,4.6182900000000003E-4,0,0,0,1.01,1.01,1.01,0,0,0,0,0,0,0,0,0,2.6,0,0,0,null,3653.5280898876404,null,1,null,null,0,0,0,0,null,1,1,1,0,0,0,null,0,0,0,1,0,0,0,0,null,null,null,null,null,null,null,null,null,null,10,{"$f":"0.4/60","v":6.6666666666666671E-3}]
["135260160",null,0,1,35,260,16,16.5,0,0,0,0,3958.8764044943819,0,0,0,1.458,1.1000000000000001,1.1000000000000001,1.1000000000000001,3959,0,0,0,340,0,0,0,2.0418230542515667,0,0,0,2.0829999999999999E-4,1.724,4,1.392796E-3,0,0,0,0.95,0.95,0.95,0,0,0,0,0,0,0,0,0,5.2,0,0,0,null,3958.8764044943819,null,1,null,null,0,0,0,0,null,1,1,1,0,0,0,null,0,0,0,1,0,0,0,0,null,null,null,null,null,null,null,null,null,null,11,{"$f":"CO92*2","v":1.3333333333333334E-2}]
["135260200",null,0,1,35,260,20,21.5,0,0,0,0,5119.9101123595501,0,0,0,1.39,1.08,1.08,1.08,5120,0,0,0,440,0,0,0,0.93336118286652425,0,0,0,1.2760000000000001E-4,1.7219,2,3.76611E-4,0,0,0,0.95,0.95,0.95,0,0,0,0,0,0,0,0,0,3.5,0,0,0,null,5119.9101123595501,null,1,null,null,0,0,0,0,null,1,1,1,0,0,0,null,0,0,0,1,0,0,0,0,null,null,null,null,null,null,null,null,null,null,15,{"$f":"CO92*1.5","v":0.01}]
["135260210",null,0,1,35,260,21,21.5,0,0,0,0,5253.9438202247193,0,0,0,1.472,1.05,1.05,1.05,5254,0,0,0,452,0,0,0,1.4879260994697849,0,0,0,1.2760000000000001E-4,1.7219,4,5.1420100000000005E-4,0,0,0,0.85,0.85,0.85,0,0,0,0,0,0,0,0,0,6.9,0,0,0,null,5253.9438202247193,null,1,null,null,0,0,0,0,null,1,1,1,0,0,0,null,0,0,0,1,0,0,0,0,null,null,null,null,null,null,null,null,null,null,16,{"$f":"CO94*2","v":0.02}]
["135280100",null,0,1,35,280,10,11.5,0,0,0,0,2514,0,0,0,1.399,1.08,1.08,1.08,2514,0,0,0,216,0,0,0,0.39943909305581504,0,0,0,3.969E-4,1.7345999999999999,2,3.6734700000000002E-4,0,0,0,0.98,0.98,0.98,0,0,0,0,0,0,0,0,0,1.9,0,0,0,null,2514,null,1,null,null,0,0,0,0,null,1,1,1,0,0,0,null,0,0,0,1,0,0,0,0,null,null,null,null,null,null,null,null,null,null,20,{"$f":"CO92*2","v":1.3333333333333334E-2}]
["135280110",null,0,1,35,280,11,11.5,0,0,0,0,3349,0,0,0,1.44,1.1000000000000001,1.1000000000000001,1.1000000000000001,3349,0,0,0,288,0,0,0,1.2293415875272564,0,0,0,3.969E-4,1.7345999999999999,4,5.7428799999999995E-4,0,0,0,0.95,0.95,0.95,0,0,0,0,0,0,0,0,0,3.7,0,0,0,null,3349,null,1,null,null,0,0,0,0,null,1,1,1,0,0,0,null,0,0,0,1,0,0,0,0,null,null,null,null,null,null,null,null,null,null,21,{"$f":"CO96*2","v":2.6666666666666668E-2}]
["135280150",null,0,1,35,280,15,16.5,0,0,0,0,4116,0,0,0,1.39,1.08,1.08,1.08,4116,0,0,0,354,0,0,0,0.8361104911377526,0,0,0,2.0829999999999999E-4,1.724,2,4.6182900000000003E-4,0,0,0,1.01,1.01,1.01,0,0,0,0,0,0,0,0,0,2.8,0,0,0,null,4116,null,1,null,null,0,0,0,0,null,1,1,1,0,0,0,null,0,0,0,1,0,0,0,0]
["135280160",null,0,1,35,280,16,16.5,0,0,0,0,4460,0,0,0,1.458,1.1000000000000001,1.1000000000000001,1.1000000000000001,4460,0,0,0,384,0,0,0,2.6315432307331279,0,0,0,2.0829999999999999E-4,1.724,4,1.392796E-3,0,0,0,0.95,0.95,0.95,0,0,0,0,0,0,0,0,0,5.6,0,0,0,null,4460,null,1,null,null,0,0,0,0,null,1,1,1,0,0,0,null,0,0,0,1,0,0,0,0,null,null,null,null,null,null,null,null,null,null,1,2,3,4,5,6]
["135280200",null,0,1,35,280,20,21.5,0,0,0,0,5768,0,0,0,1.39,1.08,1.08,1.08,5768,0,0,0,496,0,0,0,1.1988533305316487,0,0,0,1.2760000000000001E-4,1.7219,2,3.76611E-4,0,0,0,0.95,0.95,0.95,0,0,0,0,0,0,0,0,0,3.7,0,0,0,null,5768,null,1,null,null,0,0,0,0,null,1,1,1,0,0,0,null,0,0,0,1,0,0,0,0,null,null,null,null,null,null,null,null,null,null,"Niveaus","Type","k1","n","t","k2"]
["135280210",null,0,1,35,280,21,21.5,0,0,0,0,5919,0,0,0,1.472,1.05,1.05,1.05,5919,0,0,0,509,0,0,0,1.9137752021384591,0,0,0,1.2760000000000001E-4,1.7219,4,5.1420100000000005E-4,0,0,0,0.85,0.85,0.85,0,0,0,0,0,0,0,0,0,7.5,0,0,0,null,5919,null,1,null,null,0,0,0,0,null,1,1,1,0,0,0,null,0,0,0,1,0,0,0,0]
["15050100",null,0,1,50,50,10,{"$f":"IF(G102=10,11.5,IF(G102=11,11.5,IF(G102=15,16.5,IF(G102=16,16.5,IF(G102=20,21.5,IF(G102=21,21.5,))))))","v":11.5},0,0,0,0,538,0,0,0,1.385,1.08,1.08,1.08,538,0,0,0,46,0,0,0,9.7389247694595928E-3,0,0,0,3.969E-4,1.7345999999999999,2,3.6734700000000002E-4,0,0,0,0.98,0.98,0.98,0,0,0,0,0,0,0,0,0,0.3,0,0,0,null,538,null,1,null,null,0,0,0,0,null,1,1,1,0,0,0,null,0,0,0,{"$f":"IF(SUM(BV102:BX102)=0,1,0)","v":1},0,0,0,0,null,null,null,null,null,null,null,null,null,null,"1 row",null,null,null,null,null,1,2,3,4,5,null,50]
["15050110",null,0,1,50,50,11,{"$f":"IF(G103=10,11.5,IF(G103=11,11.5,IF(G103=15,16.5,IF(G103=16,16.5,IF(G103=20,21.5,IF(G103=21,21.5,))))))","v":11.5},0,0,0,0,693,0,0,0,1.4379999999999999,1.1000000000000001,1.1000000000000001,1.1000000000000001,693,0,0,0,60,0,0,0,2.6987522766917661E-2,0,0,0,3.969E-4,1.7345999999999999,4,5.7428799999999995E-4,0,0,0,0.95,0.95,0.95,0,0,0,0,0,0,0,0,0,0.7,0,0,0,null,693,null,1,null,null,0,0,0,0,null,1,1,1,0,0,0,null,0,0,0,1,0,0,0,0,null,null,null,null,null,null,null,null,null,null,1,4,1.3823338826853E-3,1.723172227894,1,3.3290816326530999E-4,{"$f":"CO103","v":4},{"$f":"CP103","v":1.3823338826853E-3},1.723172227894,1,3.3290816326530999E-4,null,60]
["15060100",null,0,1,50,60,10,11.5,0,0,0,0,646,0,0,0,1.385,1.08,1.08,1.08,646,0,0,0,56,0,0,0,1.5111762774081328E-2,0,0,0,3.969E-4,1.7345999999999999,2,3.6734700000000002E-4,0,0,0,0.98,0.98,0.98,0,0,0,0,0,0,0,0,0,0.4,0,0,0,null,646,null,1,null,null,0,0,0,0,null,1,1,1,0,0,0,null,0,0,0,1,0,0,0,0,null,null,null,null,null,null,null,null,null,null,2,5,9.3700000000000001E-4,1.7889999999999999,2,4.46E-4,{"$f":"CO104","v":5},9.3700000000000001E-4,1.7889999999999999,2,4.46E-4,null,70]
["15060110",null,0,1,50,60,11,11.5,0,0,0,0,832,0,0,0,1.4379999999999999,1.1000000000000001,1.1000000000000001,1.1000000000000001,832,0,0,0,72,0,0,0,4.0996851566389381E-2,0,0,0,3.969E-4,1.7345999999999999,4,5.7428799999999995E-4,0,0,0,0.95,0.95,0.95,0,0,0,0,0,0,0,0,0,0.8,0,0,0,null,832,null,1,null,null,0,0,0,0,null,1,1,1,0,0,0,null,0,0,0,1,0,0,0,0,null,null,null,null,null,null,null,null,null,null,4,6,9.3700000000000001E-4,1.7889999999999999,4,1.39E-3,6,9.3700000000000001E-4,1.7889999999999999,4,1.39E-3,null,80]
["15060150",null,0,1,50,60,15,16.5,0,0,0,0,1040,0,0,0,1.373,1.08,1.08,1.08,1040,0,0,0,89,0,0,0,4.0122114249192507E-2,0,0,0,2.0829999999999999E-4,1.724,2,4.6182900000000003E-4,0,0,0,1.01,1.01,1.01,0,0,0,0,0,0,0,0,0,0.6,0,0,0,null,1040,null,1,null,null,0,0,0,0,null,1,1,1,0,0,0,null,0,0,0,1,0,0,0,0,null,null,null,null,null,null,null,null,null,null,"2 rows",null,null,null,null,null,{"$f":"CO119","v":7},{"$f":"CP119","v":2.5582398288699999E-3},1.4942747715061999,3,5.6161694684148003E-4,null,90]
["15060160",null,0,1,50,60,16,16.5,0,0,0,0,1139,0,0,0,1.464,1.1000000000000001,1.1000000000000001,1.1000000000000001,1139,0,0,0,98,0,0,0,0.14117705110266054,0,0,0,2.0829999999999999E-4,1.724,4,1.392796E-3,0,0,0,0.95,0.95,0.95,0,0,0,0,0,0,0,0,0,1.2,0,0,0,null,1139,null,1,null,null,0,0,0,0,null,1,1,1,0,0,0,null,0,0,0,1,0,0,0,0,null,null,null,null,null,null,null,null,null,null,1,9,8.0534470601597002E-4,1.8138647155180001,2,3.9795050474943999E-4,{"$f":"CO120","v":8},{"$f":"CP120","v":9.3700000000000001E-4},1.7889999999999999,4,1.39E-3,null,100]
["15060200",null,0,1,50,60,20,21.5,0,0,0,0,1455,0,0,0,1.373,1.08,1.08,1.08,1455,0,0,0,125,0,0,0,6.2321643879428262E-2,0,0,0,1.2760000000000001E-4,1.7219,2,3.76611E-4,0,0,0,0.95,0.95,0.95,0,0,0,0,0,0,0,0,0,0.8,0,0,0,null,1455,null,1,null,null,0,0,0,0,null,1,1,1,0,0,0,null,0,0,0,1,0,0,0,0,null,null,null,null,null,null,null,null,null,null,2,10,3.969E-4,1.7345999999999999,2,3.6734700000000002E-4,{"$f":"CO107","v":9},{"$f":"CP107","v":8.0534470601597002E-4},1.8138647155180001,2,3.9795050474943999E-4,null,110]
["15060210",null,0,1,50,60,21,21.5,0,0,0,0,1549,0,0,0,1.4850000000000001,1.05,1.05,1.05,1549,0,0,0,133,0,0,0,9.9493151688589132E-2,0,0,0,1.2760000000000001E-4,1.7219,4,5.1420100000000005E-4,0,0,0,0.85,0.85,0.85,0,0,0,0,0,0,0,0,0,1.6,0,0,0,null,1549,null,1,null,null,0,0,0,0,null,1,1,1,0,0,0,null,0,0,0,1,0,0,0,0,null,null,null,null,null,null,null,null,null,null,4,11,3.969E-4,1.7345999999999999,4,5.7428799999999995E-4,{"$f":"CO108","v":10},3.969E-4,1.7345999999999999,2,3.6734700000000002E-4,null,120]
["15070100",null,0,1,50,70,10,11.5,0,0,0,0,753,0,0,0,1.385,1.08,1.08,1.08,753,0,0,0,65,0,0,0,2.1245199805120851E-2,0,0,0,3.969E-4,1.7345999999999999,2,3.6734700000000002E-4,0,0,0,0.98,0.98,0.98,0,0,0,0,0,0,0,0,0,0.5,0,0,0,null,753,null,1,null,null,0,0,0,0,null,1,1,1,0,0,0,null,0,0,0,1,0,0,0,0,null,null,null,null,null,null,null,null,null,null,"3 rows",null,null,null,null,null,11,3.969E-4,1.7345999999999999,4,5.7428799999999995E-4,null,140]
["15070110",null,0,1,50,70,11,11.5,0,0,0,0,970,0,0,0,1.4379999999999999,1.1000000000000001,1.1000000000000001,1.1000000000000001,970,0,0,0,83,0,0,0,5.7216283096821793E-2,0,0,0,3.969E-4,1.7345999999999999,4,5.7428799999999995E-4,0,0,0,0.95,0.95,0.95,0,0,0,0,0,0,0,0,0,0.9,0,0,0,null,970,null,1,null,null,0,0,0,0,null,1,1,1,0,0,0,null,0,0,0,1,0,0,0,0,null,null,null,null,null,null,null,null,null,null,1,14,2.5582398288699999E-3,1.4942747715061999,3,5.6161694684148003E-4,{"$f":"CO111","v":14},{"$f":"CP111","v":2.5582398288699999E-3},1.4942747715061999,3,5.6161694684148003E-4,null,150]
["15070150",null,0,1,50,70,15,16.5,0,0,0,0,1214,0,0,0,1.373,1.08,1.08,1.08,1214,0,0,0,104,0,0,0,5.5766136965888904E-2,0,0,0,2.0829999999999999E-4,1.724,2,4.6182900000000003E-4,0,0,0,1.01,1.01,1.01,0,0,0,0,0,0,0,0,0,0.7,0,0,0,null,1214,null,1,null,null,0,0,0,0,null,1,1,1,0,0,0,null,0,0,0,1,0,0,0,0,null,null,null,null,null,null,null,null,null,null,2,15,2.0829999999999999E-4,1.724,2,4.6182900000000003E-4,{"$f":"CO112","v":15},2.0829999999999999E-4,1.724,2,4.6182900000000003E-4,null,160]
["15070160",null,0,1,50,70,16,16.5,0,0,0,0,1329,0,0,0,1.464,1.1000000000000001,1.1000000000000001,1.1000000000000001,1329,0,0,0,114,0,0,0,0.19335206762104148,0,0,0,2.0829999999999999E-4,1.724,4,1.392796E-3,0,0,0,0.95,0.95,0.95,0,0,0,0,0,0,0,0,0,1.4,0,0,0,null,1329,null,1,null,null,0,0,0,0,null,1,1,1,0,0,0,null,0,0,0,1,0,0,0,0,null,null,null,null,null,null,null,null,null,null,4,16,2.0829999999999999E-4,1.724,4,1.392796E-3,16,2.0829999999999999E-4,1.724,4,1.392796E-3,null,180]
["15070200",null,0,1,50,70,20,21.5,0,0,0,0,1698,0,0,0,1.373,1.08,1.08,1.08,1698,0,0,0,146,0,0,0,8.6085606063887821E-2,0,0,0,1.2760000000000001E-4,1.7219,2,3.76611E-4,0,0,0,0.95,0.95,0.95,0,0,0,0,0,0,0,0,0,0.9,0,0,0,null,1698,null,1,null,null,0,0,0,0,null,1,1,1,0,0,0,null,0,0,0,1,0,0,0,0,null,null,null,null,null,null,null,null,null,null,"4 rows",null,null,null,null,null,{"$f":"CO115","v":19},{"$f":"CP115","v":1.1616292894075E-2},1.5869346821790999,1,1.6553227470231999E-3,null,200]
["15070210",null,0,1,50,70,21,21.5,0,0,0,0,1807,0,0,0,1.4850000000000001,1.05,1.05,1.05,1807,0,0,0,155,0,0,0,0.13750006963537284,0,0,0,1.2760000000000001E-4,1.7219,4,5.1420100000000005E-4,0,0,0,0.85,0.85,0.85,0,0,0,0,0,0,0,0,0,1.9,0,0,0,null,1807,null,1,null,null,0,0,0,0,null,1,1,1,0,0,0,null,0,0,0,1,0,0,0,0,null,null,null,null,null,null,null,null,null,null,1,19,1.1616292894075E-2,1.5869346821790999,1,1.6553227470231999E-3,{"$f":"CO116","v":20},1.2760000000000001E-4,1.7219,2,3.76611E-4,null,220]
["15080100",null,0,1,50,80,10,11.5,0,0,0,0,861,0,0,0,1.385,1.08,1.08,1.08,861,0,0,0,74,0,0,0,2.863043048956767E-2,0,0,0,3.969E-4,1.7345999999999999,2,3.6734700000000002E-4,0,0,0,0.98,0.98,0.98,0,0,0,0,0,0,0,0,0,0.5,0,0,0,null,861,null,1,null,null,0,0,0,0,null,1,1,1,0,0,0,null,0,0,0,1,0,0,0,0,null,null,null,null,null,null,null,null,null,null,2,20,1.2760000000000001E-4,1.7219,2,3.76611E-4,21,1.2760000000000001E-4,1.7219,4,5.1420100000000005E-4,null,240]
["15080110",null,0,1,50,80,11,11.5,0,0,0,0,1109,0,0,0,1.4379999999999999,1.1000000000000001,1.1000000000000001,1.1000000000000001,1109,0,0,0,95,0,0,0,7.8299087882813992E-2,0,0,0,3.969E-4,1.7345999999999999,4,5.7428799999999995E-4,0,0,0,0.95,0.95,0.95,0,0,0,0,0,0,0,0,0,1.1000000000000001,0,0,0,null,1109,null,1,null,null,0,0,0,0,null,1,1,1,0,0,0,null,0,0,0,1,0,0,0,0,null,null,null,null,null,null,null,null,null,null,4,21,1.2760000000000001E-4,1.7219,4,5.1420100000000005E-4,null,null,null,null,null,null,260]
["15080150",null,0,1,50,80,15,16.5,0,0,0,0,1387,0,0,0,1.373,1.08,1.08,1.08,1387,0,0,0,119,0,0,0,7.4232877847619241E-2,0,0,0,2.0829999999999999E-4,1.724,2,4.6182900000000003E-4,0,0,0,1.01,1.01,1.01,0,0,0,0,0,0,0,0,0,0.8,0,0,0,null,1387,null,1,null,null,0,0,0,0,null,1,1,1,0,0,0,null,0,0,0,1,0,0,0,0,null,null,null,null,null,null,null,null,null,null,null,null,null,null,null,null,null,null,null,null,null,null,280]
["15080160",null,0,1,50,80,16,16.5,0,0,0,0,1518,0,0,0,1.464,1.1000000000000001,1.1000000000000001,1.1000000000000001,1518,0,0,0,131,0,0,0,0.25817354977237261,0,0,0,2.0829999999999999E-4,1.724,4,1.392796E-3,0,0,0,0.95,0.95,0.95,0,0,0,0,0,0,0,0,0,1.6,0,0,0,null,1518,null,1,null,null,0,0,0,0,null,1,1,1,0,0,0,null,0,0,0,1,0,0,0,0,null,null,null,null,null,null,null,null,null,null,{"$f":"CN111","v":1},7,{"$f":"CP111","v":2.5582398288699999E-3},{"$f":"CQ111","v":1.4942747715061999},{"$f":"CR111","v":3},{"$f":"CS111","v":5.6161694684148003E-4},null,null,null,null,null,null,300]
["15080200",null,0,1,50,80,20,21.5,0,0,0,0,1940,0,0,0,1.373,1.08,1.08,1.08,1940,0,0,0,167,0,0,0,0.11395554008077592,0,0,0,1.2760000000000001E-4,1.7219,2,3.76611E-4,0,0,0,0.95,0.95,0.95,0,0,0,0,0,0,0,0,0,1.1000000000000001,0,0,0,null,1940,null,1,null,null,0,0,0,0,null,1,1,1,0,0,0,null,0,0,0,1,0,0,0,0,null,null,null,null,null,null,null,null,null,null,{"$f":"CN105","v":4},8,{"$f":"CP105","v":9.3700000000000001E-4},{"$f":"CQ105","v":1.7889999999999999},{"$f":"CR105","v":4},{"$f":"CS105","v":1.39E-3},null,null,null,null,null,null,350]
["15080210",null,0,1,50,80,21,21.5,0,0,0,0,2066,0,0,0,1.4850000000000001,1.05,1.05,1.05,2066,0,0,0,178,0,0,0,0.1842669292057651,0,0,0,1.2760000000000001E-4,1.7219,4,5.1420100000000005E-4,0,0,0,0.85,0.85,0.85,0,0,0,0,0,0,0,0,0,2.1,0,0,0,null,2066,null,1,null,null,0,0,0,0,null,1,1,1,0,0,0,null,0,0,0,1,0,0,0,0,null,null,null,null,null,null,null,null,null,null,null,null,null,null,null,null,null,null,null,null,null,null,490]
["15090100",null,0,1,50,90,10,11.5,0,0,0,0,968,0,0,0,1.385,1.08,1.08,1.08,968,0,0,0,83,0,0,0,3.7340239212640722E-2,0,0,0,3.969E-4,1.7345999999999999,2,3.6734700000000002E-4,0,0,0,0.98,0.98,0.98,0,0,0,0,0,0,0,0,0,0.6,0,0,0,null,968,null,1,null,null,0,0,0,0,null,1,1,1,0,0,0,null,0,0,0,1,0,0,0,0]
["15090110",null,0,1,50,90,11,11.5,0,0,0,0,1247,0,0,0,1.4379999999999999,1.1000000000000001,1.1000000000000001,1.1000000000000001,1247,0,0,0,107,0,0,0,0.10339873748185469,0,0,0,3.969E-4,1.7345999999999999,4,5.7428799999999995E-4,0,0,0,0.95,0.95,0.95,0,0,0,0,0,0,0,0,0,1.2,0,0,0,null,1247,null,1,null,null,0,0,0,0,null,1,1,1,0,0,0,null,0,0,0,1,0,0,0,0]
["15090150",null,0,1,50,90,15,16.5,0,0,0,0,1561,0,0,0,1.373,1.08,1.08,1.08,1561,0,0,0,134,0,0,0,9.5609035616936233E-2,0,0,0,2.0829999999999999E-4,1.724,2,4.6182900000000003E-4,0,0,0,1.01,1.01,1.01,0,0,0,0,0,0,0,0,0,0.9,0,0,0,null,1561,null,1,null,null,0,0,0,0,null,1,1,1,0,0,0,null,0,0,0,1,0,0,0,0]
["15090160",null,0,1,50,90,16,16.5,0,0,0,0,1708,0,0,0,1.464,1.1000000000000001,1.1000000000000001,1.1000000000000001,1708,0,0,0,147,0,0,0,0.3285973566238487,0,0,0,2.0829999999999999E-4,1.724,4,1.392796E-3,0,0,0,0.95,0.95,0.95,0,0,0,0,0,0,0,0,0,1.8,0,0,0,null,1708,null,1,null,null,0,0,0,0,null,1,1,1,0,0,0,null,0,0,0,1,0,0,0,0]
["15090200",null,0,1,50,90,20,21.5,0,0,0,0,2183,0,0,0,1.373,1.08,1.08,1.08,2183,0,0,0,188,0,0,0,0.14602481813592499,0,0,0,1.2760000000000001E-4,1.7219,2,3.76611E-4,0,0,0,0.95,0.95,0.95,0,0,0,0,0,0,0,0,0,1.2,0,0,0,null,2183,null,1,null,null,0,0,0,0,null,1,1,1,0,0,0,null,0,0,0,1,0,0,0,0]
["15090210",null,0,1,50,90,21,21.5,0,0,0,0,2324,0,0,0,1.4850000000000001,1.05,1.05,1.05,2324,0,0,0,200,0,0,0,0.23622467940262226,0,0,0,1.2760000000000001E-4,1.7219,4,5.1420100000000005E-4,0,0,0,0.85,0.85,0.85,0,0,0,0,0,0,0,0,0,2.4,0,0,0,null,2324,null,1,null,null,0,0,0,0,null,1,1,1,0,0,0,null,0,0,0,1,0,0,0,0]
["150100100",null,0,1,50,100,10,11.5,0,0,0,0,1076,0,0,0,1.385,1.08,1.08,1.08,1076,0,0,0,93,0,0,0,4.8432237162129188E-2,0,0,0,3.969E-4,1.7345999999999999,2,3.6734700000000002E-4,0,0,0,0.98,0.98,0.98,0,0,0,0,0,0,0,0,0,0.7,0,0,0,null,1076,null,1,null,null,0,0,0,0,null,1,1,1,0,0,0,null,0,0,0,1,0,0,0,0]
["150100110",null,0,1,50,100,11,11.5,0,0,0,0,1386,0,0,0,1.4379999999999999,1.1000000000000001,1.1000000000000001,1.1000000000000001,1386,0,0,0,119,0,0,0,0.13274833989527998,0,0,0,3.969E-4,1.7345999999999999,4,5.7428799999999995E-4,0,0,0,0.95,0.95,0.95,0,0,0,0,0,0,0,0,0,1.3,0,0,0,null,1386,null,1,null,null,0,0,0,0,null,1,1,1,0,0,0,null,0,0,0,1,0,0,0,0]
["150100150",null,0,1,50,100,15,16.5,0,0,0,0,1734,0,0,0,1.373,1.08,1.08,1.08,1734,0,0,0,149,0,0,0,0.11997814043882636,0,0,0,2.0829999999999999E-4,1.724,2,4.6182900000000003E-4,0,0,0,1.01,1.01,1.01,0,0,0,0,0,0,0,0,0,1,0,0,0,null,1734,null,1,null,null,0,0,0,0,null,1,1,1,0,0,0,null,0,0,0,1,0,0,0,0,null,null,null,null,null,null,null,null,null,"Δp [kPa]",{"$f":"((CP130*(CN131^CQ130)*((((CN132-14.4)*10)*CR130)/1000))+(CS130*CN131*CN131))*0.0098","v":8.7303462988633562E-2},{"$f":"VLOOKUP($CN$133,$CT$103:$CX$116,CT$102)","v":21},{"$f":"VLOOKUP($CN$133,$CT$103:$CX$116,CU$102)","v":1.2760000000000001E-4},1.7219,4,5.1420100000000005E-4]
["150100160",null,0,1,50,100,16,16.5,0,0,0,0,1898,0,0,0,1.464,1.1000000000000001,1.1000000000000001,1.1000000000000001,1898,0,0,0,163,0,0,0,0.40817703862260435,0,0,0,2.0829999999999999E-4,1.724,4,1.392796E-3,0,0,0,0.95,0.95,0.95,0,0,0,0,0,0,0,0,0,2,0,0,0,null,1898,null,1,null,null,0,0,0,0,null,1,1,1,0,0,0,null,0,0,0,1,0,0,0,0,null,null,null,null,null,null,null,null,null,"mass flow",100]
["150100200",null,0,1,50,100,20,21.5,0,0,0,0,2425,0,0,0,1.373,1.08,1.08,1.08,2425,0,0,0,209,0,0,0,0.18238338029354315,0,0,0,1.2760000000000001E-4,1.7219,2,3.76611E-4,0,0,0,0.95,0.95,0.95,0,0,0,0,0,0,0,0,0,1.3,0,0,0,null,2425,null,1,null,null,0,0,0,0,null,1,1,1,0,0,0,null,0,0,0,1,0,0,0,0,null,null,null,null,null,null,null,null,null,"Length",280]
["150100210",null,0,1,50,100,21,21.5,0,0,0,0,2582,0,0,0,1.4850000000000001,1.05,1.05,1.05,2582,0,0,0,222,0,0,0,0.29531775503131813,0,0,0,1.2760000000000001E-4,1.7219,4,5.1420100000000005E-4,0,0,0,0.85,0.85,0.85,0,0,0,0,0,0,0,0,0,2.7,0,0,0,null,2582,null,1,null,null,0,0,0,0,null,1,1,1,0,0,0,null,0,0,0,1,0,0,0,0,null,null,null,null,null,null,null,null,null,"Type",21]
["150110100",null,0,1,50,110,10,11.5,0,0,0,0,1184,0,0,0,1.385,1.08,1.08,1.08,1184,0,0,0,102,0,0,0,6.0127611543011036E-2,0,0,0,3.969E-4,1.7345999999999999,2,3.6734700000000002E-4,0,0,0,0.98,0.98,0.98,0,0,0,0,0,0,0,0,0,0.7,0,0,0,null,1184,null,1,null,null,0,0,0,0,null,1,1,1,0,0,0,null,0,0,0,1,0,0,0,0]
["150110110",null,0,1,50,110,11,11.5,0,0,0,0,1525,0,0,0,1.4379999999999999,1.1000000000000001,1.1000000000000001,1.1000000000000001,1525,0,0,0,131,0,0,0,0.16657375817395598,0,0,0,3.969E-4,1.7345999999999999,4,5.7428799999999995E-4,0,0,0,0.95,0.95,0.95,0,0,0,0,0,0,0,0,0,1.5,0,0,0,null,1525,null,1,null,null,0,0,0,0,null,1,1,1,0,0,0,null,0,0,0,1,0,0,0,0]
["150110150",null,0,1,50,110,15,16.5,0,0,0,0,1907,0,0,0,1.373,1.08,1.08,1.08,1907,0,0,0,164,0,0,0,0.14742102741229732,0,0,0,2.0829999999999999E-4,1.724,2,4.6182900000000003E-4,0,0,0,1.01,1.01,1.01,0,0,0,0,0,0,0,0,0,1.1000000000000001,0,0,0,null,1907,null,1,null,null,0,0,0,0,null,1,1,1,0,0,0,null,0,0,0,1,0,0,0,0]
["150110160",null,0,1,50,110,16,16.5,0,0,0,0,2088,0,0,0,1.464,1.1000000000000001,1.1000000000000001,1.1000000000000001,2088,0,0,0,180,0,0,0,0.50256915549156578,0,0,0,2.0829999999999999E-4,1.724,4,1.392796E-3,0,0,0,0.95,0.95,0.95,0,0,0,0,0,0,0,0,0,2.2000000000000002,0,0,0,null,2088,null,1,null,null,0,0,0,0,null,1,1,1,0,0,0,null,0,0,0,1,0,0,0,0]
["150110200",null,0,1,50,110,20,21.5,0,0,0,0,2668,0,0,0,1.373,1.08,1.08,1.08,2668,0,0,0,229,0,0,0,0.2212158122916634,0,0,0,{"$f":"IF($G138=$CO$103,CP$103,IF($G138=$CO$104,CP$104,IF($G138=$CO$105,CP$105,IF($G138=$CO$107,CP$107,IF($G138=$CO$108,CP$108,IF($G138=$CO$109,CP$109,IF($G138=$CO$111,CP$111,IF($G138=$CO$112,CP$112,IF($G138=$CO$113,CP$113,IF($G138=$CO$115,CP$115,IF($G138=$CO$116,CP$116,IF($G138=$CO$117,CP$117,IF($G138=$CO$119,CP$119,IF($G138=$CO$120,CP$120,))))))))))))))","v":1.2760000000000001E-4},{"$f":"IF($G138=$CO$103,CQ$103,IF($G138=$CO$104,CQ$104,IF($G138=$CO$105,CQ$105,IF($G138=$CO$107,CQ$107,IF($G138=$CO$108,CQ$108,IF($G138=$CO$109,CQ$109,IF($G138=$CO$111,CQ$111,IF($G138=$CO$112,CQ$112,IF($G138=$CO$113,CQ$113,IF($G138=$CO$115,CQ$115,IF($G138=$CO$116,CQ$116,IF($G138=$CO$117,CQ$117,IF($G138=$CO$119,CQ$119,IF($G138=$CO$120,CQ$120,))))))))))))))","v":1.7219},{"$f":"IF($G138=$CO$103,CR$103,IF($G138=$CO$104,CR$104,IF($G138=$CO$105,CR$105,IF($G138=$CO$107,CR$107,IF($G138=$CO$108,CR$108,IF($G138=$CO$109,CR$109,IF($G138=$CO$111,CR$111,IF($G138=$CO$112,CR$112,IF($G138=$CO$113,CR$113,IF($G138=$CO$115,CR$115,IF($G138=$CO$116,CR$116,IF($G138=$CO$117,CR$117,IF($G138=$CO$119,CR$119,IF($G138=$CO$120,CR$120,))))))))))))))","v":2},{"$f":"IF($G138=$CO$103,CS$103,IF($G138=$CO$104,CS$104,IF($G138=$CO$105,CS$105,IF($G138=$CO$107,CS$107,IF($G138=$CO$108,CS$108,IF($G138=$CO$109,CS$109,IF($G138=$CO$111,CS$111,IF($G138=$CO$112,CS$112,IF($G138=$CO$113,CS$113,IF($G138=$CO$115,CS$115,IF($G138=$CO$116,CS$116,IF($G138=$CO$117,CS$117,IF($G138=$CO$119,CS$119,IF($G138=$CO$120,CS$120,))))))))))))))","v":3.76611E-4},0,0,0,0.95,0.95,0.95,0,0,0,0,0,0,0,0,0,{"$f":"ROUND(IF(G138=10,$CO$92*F138,IF(G138=11,$CO$93*F138,IF(G138=15,$CO$94*F138,IF(G138=16,$CO$95*F138,IF(G138=20,$CO$96*F138,IF(G138=21,$CO$97*F138,)))))),1)","v":1.5},0,0,0,null,2668,null,{"$f":"IF(C138=0,1,IF(G138=10,0.9,IF(G138=11,0.68,IF(G138=15,0.8,IF(G138=16,0.68,IF(G138=20,0.8,IF(G138=21,0.8)))))))","v":1},null,null,0,0,0,0,null,1,1,1,{"$f":"AQ138/BO138","v":0},{"$f":"AR138/BP138","v":0},{"$f":"AS138/BQ138","v":0},null,{"$f":"BR138-AQ138","v":0},{"$f":"BS138-AR138","v":0},{"$f":"BT138-AS138","v":0},1,0,0,0,0]
["150110210",null,0,1,50,110,21,21.5,0,0,0,0,2840,0,0,0,{"$f":"IF(E139=35,IF(G139=10,1.399,IF(G139=11,1.44,IF(G139=15,1.39,IF(G139=16,1.458,IF(G139=20,1.39,IF(G139=21,1.472,1)))))),IF(E139=50,IF(G139=10,1.385,IF(G139=11,1.438,IF(G139=15,1.373,IF(G139=16,1.464,IF(G139=20,1.373,IF(G139=21,1.485,1)))))),IF(E139=65,IF(G139=10,1.371,IF(G139=11,1.437,IF(G139=15,1.355,IF(G139=16,1.47,IF(G139=20,1.355,IF(G139=21,1.497,1)))))),IF(E139=95,IF(G139=10,1.343,IF(G139=11,1.434,IF(G139=15,1.32,IF(G139=16,1.482,IF(G139=20,1.32,IF(G139=21,1.522,1)))))),\"ERROR\"))))","v":1.4850000000000001},1.05,1.05,1.05,{"$f":"ROUND(M139*POWER((($S$1-$S$2)/LN(($S$1-$S$3)/($S$2-$S$3)))/((75-65)/LN((75-20)/(65-20))),Q139),0)","v":2840},{"$f":"ROUND(N139*POWER((($S$1-$S$2)/LN(($S$1-$S$3)/($S$2-$S$3)))/((75-65)/LN((75-20)/(65-20))),R139),0)","v":0},{"$f":"ROUND(O139*POWER((($S$1-$S$2)/LN(($S$1-$S$3)/($S$2-$S$3)))/((75-65)/LN((75-20)/(65-20))),S139),0)","v":0},{"$f":"ROUND(P139*POWER((($S$1-$S$2)/LN(($S$1-$S$3)/($S$2-$S$3)))/((75-65)/LN((75-20)/(65-20))),T139),0)","v":0},{"$f":"ROUND(U139*3600/(4186*ABS($S$1-$S$2)),0)","v":244},{"$f":"ROUND(V139*3600/(4186*ABS($S$1-$S$2)),0)","v":0},{"$f":"ROUND(W139*3600/(4186*ABS($S$1-$S$2)),0)","v":0},{"$f":"ROUND(X139*3600/(4186*ABS($S$1-$S$2)),0)","v":0},{"$f":"(($AG139*(Y139^$AH139)*((($F139-14.4)*$AI139)/100))+($AJ139*(Y139^2)))*0.0098","v":0.36173418168739596},{"$f":"(($AG139*(Z139^$AH139)*((($F139-14.4)*$AI139)/100))+($AJ139*(Z139^2)))*0.0098","v":0},{"$f":"(($AG139*(AA139^$AH139)*((($F139-14.4)*$AI139)/100))+($AJ139*(AA139^2)))*0.0098","v":0},{"$f":"(($AG139*(AB139^$AH139)*((($F139-14.4)*$AI139)/100))+($AJ139*(AB139^2)))*0.0098","v":0},1.2760000000000001E-4,1.7219,4,5.1420100000000005E-4,0,0,0,{"$f":"IF($G139=10,0.98,IF($G139=11,0.95,IF($G139=15,1.01,IF($G139=16,0.95,IF($G139=20,0.95,IF($G139=21,0.85))))))","v":0.85},0.85,0.85,{"$f":"ROUND(AK139*POWER((($AT$1-$AT$2)/LN(($AT$1-$AT$3)/($AT$2-$AT$3)))/((16-18)/LN((16-27)/(18-27))),AN139),0)","v":0},{"$f":"ROUND(AL139*POWER((($AT$1-$AT$2)/LN(($AT$1-$AT$3)/($AT$2-$AT$3)))/((16-18)/LN((16-27)/(18-27))),AO139),0)","v":0},{"$f":"ROUND(AM139*POWER((($AT$1-$AT$2)/LN(($AT$1-$AT$3)/($AT$2-$AT$3)))/((16-18)/LN((16-27)/(18-27))),AP139),0)","v":0},{"$f":"ROUND(AQ139*3600/(4186*ABS($AT$1-$AT$2)),0)","v":0},{"$f":"ROUND(AR139*3600/(4186*ABS($AT$1-$AT$2)),0)","v":0},{"$f":"ROUND(AS139*3600/(4186*ABS($AT$1-$AT$2)),0)","v":0},{"$f":"(($AG139*(AT139^$AH139)*((($F139-14.4)*$AI139)/100))+($AJ139*(AT139^2)))*0.0098","v":0},{"$f":"(($AG139*(AU139^$AH139)*((($F139-14.4)*$AI139)/100))+($AJ139*(AU139^2)))*0.0098","v":0},{"$f":"(($AG139*(AV139^$AH139)*((($F139-14.4)*$AI139)/100))+($AJ139*(AV139^2)))*0.0098","v":0},2.9,0,0,0,null,2840,null,1,null,null,0,0,0,0,null,{"$f":"IF(1/(1+((2258*((0.622/((101325/(1*611*EXP(17.27*((($AT$1+$AT$2)/2)/((($AT$1+$AT$2)/2)+237.3))))))-1)*1000-(0.622/((101325/($AV$1*611*EXP(17.27*($AT$3/($AT$3+237.3))))))-1)*1000))/(1005*((($AT$1+$AT$2)/2)-$AT$3))))>1,1,1/(1+((2258*((0.622/((101325/(1*611*EXP(17.27*((($AT$1+$AT$2)/2)/((($AT$1+$AT$2)/2)+237.3))))))-1)*1000-(0.622/((101325/($AV$1*611*EXP(17.27*($AT$3/($AT$3+237.3))))))-1)*1000))/(1005*((($AT$1+$AT$2)/2)-$AT$3)))))","v":1},1,1,0,0,0,null,0,0,0,1,0,0,0,0]
["150120100",null,0,1,50,120,10,11.5,0,0,0,0,1291,0,0,0,1.385,{"$f":"IF($G140=10,1.08,IF($G140=11,1.1,IF($G140=15,1.08,IF($G140=16,1.1,IF($G140=20,1.08,IF($G140=21,1.05))))))","v":1.08},1.08,1.08,1291,0,0,0,111,0,0,0,7.3356964930473723E-2,0,0,0,3.969E-4,1.7345999999999999,2,3.6734700000000002E-4,0,0,0,0.98,0.98,0.98,0,0,0,0,0,0,0,0,0,0.8,0,0,0,null,1291,null,1,null,null,0,0,0,0,null,1,1,1,0,0,0,null,0,0,0,1,0,0,0,0]
["150120110",null,0,1,50,120,11,11.5,0,0,0,0,1663,0,0,0,1.4379999999999999,1.1000000000000001,1.1000000000000001,1.1000000000000001,1663,0,0,0,143,0,0,0,0.20509457267115452,0,0,0,3.969E-4,1.7345999999999999,4,5.7428799999999995E-4,0,0,0,0.95,0.95,0.95,0,0,0,0,0,0,0,0,0,1.6,0,0,0,null,1663,null,1,null,null,0,0,0,0,null,1,1,1,0,0,0,null,0,0,0,1,0,0,0,0]
["150120150",null,0,1,50,120,15,16.5,0,0,0,0,2081,0,0,0,1.373,1.08,1.08,1.08,2081,0,0,0,179,0,0,0,0.17801619692687592,0,0,0,2.0829999999999999E-4,1.724,2,4.6182900000000003E-4,0,0,0,1.01,1.01,1.01,0,0,0,0,0,0,0,0,0,1.2,0,0,0,null,2081,null,1,null,null,0,0,0,0,null,1,1,1,0,0,0,null,0,0,0,1,0,0,0,0]
["150120160",null,0,1,50,120,16,16.5,0,0,0,0,2278,0,0,0,1.464,1.1000000000000001,1.1000000000000001,1.1000000000000001,2278,0,0,0,196,0,0,0,0.60153252851910499,0,0,0,2.0829999999999999E-4,1.724,4,1.392796E-3,0,0,0,0.95,0.95,0.95,0,0,0,0,0,0,0,0,0,2.4,0,0,0,null,2278,null,1,null,null,0,0,0,0,null,1,1,1,0,0,0,null,0,0,0,1,0,0,0,0]
["150120200",null,0,1,50,120,20,21.5,0,0,0,0,2910,0,0,0,1.373,1.08,1.08,1.08,2910,0,0,0,250,0,0,0,0.26621965051939361,0,0,0,1.2760000000000001E-4,1.7219,2,3.76611E-4,0,0,0,0.95,0.95,0.95,0,0,0,0,0,0,0,0,0,1.6,0,0,0,null,2910,null,1,null,null,0,0,0,0,null,1,1,1,0,0,0,null,0,0,0,1,0,0,0,0]
["150120210",null,0,1,50,120,21,21.5,0,0,0,0,3098,0,0,0,1.4850000000000001,1.05,1.05,1.05,3098,0,0,0,266,0,0,0,0.43565657393128349,0,0,0,1.2760000000000001E-4,1.7219,4,5.1420100000000005E-4,0,0,0,0.85,0.85,0.85,0,0,0,0,0,0,0,0,0,3.2,0,0,0,null,3098,null,1,null,null,0,0,0,0,null,1,1,1,0,0,0,null,0,0,0,1,0,0,0,0]
[{"$f":"CONCATENATE(D146,E146,F146,G146,C146)","v":"150140100"},null,0,1,50,140,10,11.5,0,0,0,0,{"$f":"BE146*BG146","v":1506},0,0,0,1.385,1.08,1.08,1.08,1506,0,0,0,130,0,0,0,0.10621044570278379,0,0,0,3.969E-4,1.7345999999999999,2,3.6734700000000002E-4,0,0,0,0.98,0.98,0.98,0,0,0,0,0,0,0,0,0,0.9,0,0,0,null,1506,null,1,null,null,0,0,0,0,null,1,1,1,0,0,0,null,0,0,0,1,0,0,0,0]
["150140110",null,0,1,50,140,11,11.5,0,0,0,0,1940,0,0,0,1.4379999999999999,1.1000000000000001,1.1000000000000001,1.1000000000000001,1940,0,0,0,167,0,0,0,0.29707367946050645,0,0,0,3.969E-4,1.7345999999999999,4,5.7428799999999995E-4,0,0,0,0.95,0.95,0.95,0,0,0,0,0,0,0,0,0,1.9,0,0,0,null,1940,null,1,null,null,0,0,0,0,null,1,1,1,0,0,0,null,0,0,0,1,0,0,0,0]
["150140150",null,0,1,50,140,15,16.5,0,0,0,0,2428,0,0,0,1.373,1.08,1.08,1.08,2428,0,0,0,209,0,0,0,0.248967350730323,0,0,0,2.0829999999999999E-4,1.724,2,4.6182900000000003E-4,0,0,0,1.01,1.01,1.01,0,0,0,0,0,0,0,0,0,1.4,0,0,0,null,2428,null,1,null,null,0,0,0,0,null,1,1,1,0,0,0,null,0,0,0,1,0,0,0,0]
["150140160",null,0,1,50,140,16,16.5,0,0,0,0,2657,0,0,0,1.464,1.1000000000000001,1.1000000000000001,1.1000000000000001,2657,0,0,0,229,0,0,0,0.83582694517644596,0,0,0,2.0829999999999999E-4,1.724,4,1.392796E-3,0,0,0,0.95,0.95,0.95,0,0,0,0,0,0,0,0,0,2.8,0,0,0,null,2657,null,1,null,null,0,0,0,0,null,1,1,1,0,0,0,null,0,0,0,1,0,0,0,0]
["150140200",null,0,1,50,140,20,21.5,0,0,0,0,3395,0,0,0,1.373,1.08,1.08,1.08,3395,0,0,0,292,0,0,0,0.36992947996275405,0,0,0,1.2760000000000001E-4,1.7219,2,3.76611E-4,0,0,0,0.95,0.95,0.95,0,0,0,0,0,0,0,0,0,1.9,0,0,0,null,3395,null,1,null,null,0,0,0,0,null,1,1,1,0,0,0,null,0,0,0,1,0,0,0,0]
["150140210",null,0,1,50,140,21,21.5,0,0,0,0,3615,0,0,0,1.4850000000000001,1.05,1.05,1.05,3615,0,0,0,311,0,0,0,0.6105367591509745,0,0,0,1.2760000000000001E-4,1.7219,4,5.1420100000000005E-4,0,0,0,0.85,0.85,0.85,0,0,0,0,0,0,0,0,0,3.7,0,0,0,null,3615,null,1,null,null,0,0,0,0,null,1,1,1,0,0,0,null,0,0,0,1,0,0,0,0]
["150160100",null,0,1,50,160,10,11.5,0,0,0,0,1722,0,0,0,1.385,1.08,1.08,1.08,1722,0,0,0,148,0,0,0,0.14471635281110412,0,0,0,3.969E-4,1.7345999999999999,2,3.6734700000000002E-4,0,0,0,0.98,0.98,0.98,0,0,0,0,0,0,0,0,0,1.1000000000000001,0,0,0,null,1722,null,1,null,null,0,0,0,0,null,1,1,1,0,0,0,null,0,0,0,1,0,{"$f":"ROUND(IF($C138=0,0,IF($C138=10,IF($G138=10,2539,IF($G138=11,3445,IF($G138=15,2539*1.3,IF($G138=16,3445*1.3,IF($G138=20,(2539*1.45),IF($G138=21,(3445*1.55))))))),IF($C138=15,IF($G138=10,0,IF($G138=11,0,IF($G138=15,3238,IF($G138=16,4735,IF($G138=20,4062,IF($G138=21,6098))))))))),0)","v":0},{"$f":"ROUND(IF($C138=0,0,IF($C138=10,IF($G138=10,352,IF($G138=11,577,IF($G138=15,442*1.15,IF($G138=16,725*1.15,IF($G138=20,(352*1.3),IF($G138=21,(577*1.3))))))),IF($C138=15,IF($G138=10,0,IF($G138=11,0,IF($G138=15,442,IF($G138=16,725,IF($G138=20,502,IF($G138=21,791))))))))),0)","v":0},0]
["150160110",null,0,1,50,160,11,11.5,0,0,0,0,2218,0,0,0,1.4379999999999999,1.1000000000000001,1.1000000000000001,1.1000000000000001,2218,0,0,0,191,0,0,0,0.41034192337501008,0,0,0,3.969E-4,1.7345999999999999,4,5.7428799999999995E-4,0,0,0,0.95,0.95,0.95,0,0,0,0,0,0,0,0,0,2.1,0,0,0,null,2218,null,1,null,null,0,0,0,0,null,1,1,1,0,0,0,null,0,0,0,1,{"$f":"ROUND(IF($C139=0,0,IF($C139=10,IF($G139=10,1127,IF($G139=11,2263,\"UNDEFINED\")),IF($C139=15,IF($G139=10,\"NOT POSSIBLE\",IF($G139=11,\"NOT POSSIBLE\",IF($G139=15,1615,IF($G139=16,3238,IF($G139=20,2298,IF($G139=21,2489)))))),\"ERROR\"))),0)","v":0},0,0,{"$f":"ROUND(IF($C139=0,0,IF($C139=10,IF($G139=10,62,IF($G139=11,50,\"UNDEFINED\")),IF($C139=15,IF($G139=10,\"NOT POSSIBLE\",IF($G139=11,\"NOT POSSIBLE\",IF($G139=15,63,IF($G139=16,75,IF($G139=20,78,IF($G139=21,92)))))),\"ERROR\"))),0)","v":0}]
["150160150",null,0,1,50,160,15,16.5,0,0,0,0,2774,0,0,0,1.373,1.08,1.08,1.08,2774,0,0,0,239,0,0,0,0.33342236367749173,0,0,0,2.0829999999999999E-4,1.724,2,4.6182900000000003E-4,0,0,0,1.01,1.01,1.01,0,0,0,0,0,0,0,0,0,1.6,0,0,0,null,2774,null,1,null,null,0,0,0,0,null,1,1,1,0,0,0,null,0,0,0,1,0,0,0,0]
["150160160",null,0,1,50,160,16,16.5,0,0,0,0,3037,0,0,0,1.464,1.1000000000000001,1.1000000000000001,1.1000000000000001,3037,0,0,0,261,0,0,0,1.1041620342144007,0,0,0,2.0829999999999999E-4,1.724,4,1.392796E-3,0,0,0,0.95,0.95,0.95,0,0,0,0,0,0,0,0,0,3.2,0,0,0,null,3037,null,1,null,null,0,0,0,0,null,1,1,1,0,0,0,null,0,0,0,1,0,0,0,0]
["150160200",null,0,1,50,160,20,21.5,0,0,0,0,3880,0,0,0,1.373,1.08,1.08,1.08,3880,0,0,0,334,0,0,0,0.49243577261840404,0,0,0,1.2760000000000001E-4,1.7219,2,3.76611E-4,0,0,0,0.95,0.95,0.95,0,0,0,0,0,0,0,0,0,2.1,0,0,0,null,3880,null,1,null,null,0,0,0,0,null,1,1,1,0,0,0,null,0,0,0,1,0,0,0,0]
["150160210",null,0,1,50,160,21,21.5,0,0,0,0,4131,0,0,0,1.4850000000000001,1.05,1.05,1.05,4131,0,0,0,355,0,0,0,0.81434322094730027,0,0,0,1.2760000000000001E-4,1.7219,4,5.1420100000000005E-4,0,0,0,0.85,0.85,0.85,0,0,0,0,0,0,0,0,0,4.3,0,0,0,null,4131,null,1,null,null,0,0,0,0,null,1,1,1,0,0,0,null,0,0,0,1,0,0,0,0]
["150180100",null,0,1,50,180,10,11.5,0,0,0,0,1937,0,0,0,1.385,1.08,1.08,1.08,1937,0,0,0,167,0,0,0,0.19276840682451349,0,0,0,3.969E-4,1.7345999999999999,2,3.6734700000000002E-4,0,0,0,0.98,0.98,0.98,0,0,0,0,0,0,0,0,0,1.2,0,0,0,null,1937,null,1,null,null,0,0,0,0,null,1,1,1,0,0,0,null,0,0,0,1,0,0,0,0]
["150180110",null,0,1,50,180,11,11.5,0,0,0,0,2495,0,0,0,1.4379999999999999,1.1000000000000001,1.1000000000000001,1.1000000000000001,2495,0,0,0,215,0,0,0,0.54649087207624458,0,0,0,3.969E-4,1.7345999999999999,4,5.7428799999999995E-4,0,0,0,0.95,0.95,0.95,0,0,0,0,0,0,0,0,0,2.4,0,0,0,null,2495,null,1,null,null,0,0,0,0,null,1,1,1,0,0,0,null,0,0,0,1,0,0,0,0]
["150180150",null,0,1,50,180,15,16.5,0,0,0,0,3121,0,0,0,1.373,1.08,1.08,1.08,3121,0,0,0,268,0,0,0,0.42884911764011352,0,0,0,2.0829999999999999E-4,1.724,2,4.6182900000000003E-4,0,0,0,1.01,1.01,1.01,0,0,0,0,0,0,0,0,0,1.8,0,0,0,null,3121,null,1,null,null,0,0,0,0,null,1,1,1,0,0,0,null,0,0,0,1,0,0,0,0]
["150180160",null,0,1,50,180,16,16.5,0,0,0,0,3416,0,0,0,1.464,1.1000000000000001,1.1000000000000001,1.1000000000000001,3416,0,0,0,294,0,0,0,1.4232813869870764,0,0,0,2.0829999999999999E-4,1.724,4,1.392796E-3,0,0,0,0.95,0.95,0.95,0,0,0,0,0,0,0,0,0,3.6,0,0,0,null,3416,null,1,null,null,0,0,0,0,null,1,1,1,0,0,0,null,0,0,0,1,0,0,0,0]
["150180200",null,0,1,50,180,20,21.5,0,0,0,0,4365,0,0,0,1.373,1.08,1.08,1.08,4365,0,0,0,375,0,0,0,0.63106178596582874,0,0,0,1.2760000000000001E-4,1.7219,2,3.76611E-4,0,0,0,0.95,0.95,0.95,0,0,0,0,0,0,0,0,0,2.4,0,0,0,null,4365,null,1,null,null,0,0,0,0,null,1,1,1,0,0,0,null,0,0,0,1,0,0,0,0]
["150180210",null,0,1,50,180,21,21.5,0,0,0,0,4648,0,0,0,1.4850000000000001,1.05,1.05,1.05,4648,0,0,0,400,0,0,0,1.0566959105978639,0,0,0,1.2760000000000001E-4,1.7219,4,5.1420100000000005E-4,0,0,0,0.85,0.85,0.85,0,0,0,0,0,0,0,0,0,4.8,0,0,0,null,4648,null,1,null,null,0,0,0,0,null,1,1,1,0,0,0,null,0,0,0,1,0,0,0,0]
["150200100",null,0,1,50,200,10,11.5,0,0,0,0,2152,0,0,0,1.385,1.08,1.08,1.08,2152,0,0,0,185,0,0,0,0.24684780731747508,0,0,0,3.969E-4,1.7345999999999999,2,3.6734700000000002E-4,0,0,0,0.98,0.98,0.98,0,0,0,0,0,0,0,0,0,1.3,0,0,0,null,2152,null,1,null,null,0,0,0,0,null,1,1,1,0,0,0,null,0,0,0,1,0,0,0,0]
["150200110",null,0,1,50,200,11,11.5,0,0,0,0,2772,0,0,0,1.4379999999999999,1.1000000000000001,1.1000000000000001,1.1000000000000001,2772,0,0,0,238,0,0,0,0.70157924425729112,0,0,0,3.969E-4,1.7345999999999999,4,5.7428799999999995E-4,0,0,0,0.95,0.95,0.95,0,0,0,0,0,0,0,0,0,2.7,0,0,0,null,2772,null,1,null,null,0,0,0,0,null,1,1,1,0,0,0,null,0,0,0,1,0,0,0,0]
["150200150",null,0,1,50,200,15,16.5,0,0,0,0,3468,0,0,0,1.373,1.08,1.08,1.08,3468,0,0,0,298,0,0,0,0.54158020955784847,0,0,0,2.0829999999999999E-4,1.724,2,4.6182900000000003E-4,0,0,0,1.01,1.01,1.01,0,0,0,0,0,0,0,0,0,2,0,0,0,null,3468,null,1,null,null,0,0,0,0,null,1,1,1,0,0,0,null,0,0,0,{"$f":"IF(SUM(BV166:BX166)=0,1,0)","v":1},0,0,0,0]
["150200160",null,0,1,50,200,16,{"$f":"IF(G167=10,11.5,IF(G167=11,11.5,IF(G167=15,16.5,IF(G167=16,16.5,IF(G167=20,21.5,IF(G167=21,21.5,))))))","v":16.5},0,0,0,0,3796,0,0,0,1.464,1.1000000000000001,1.1000000000000001,1.1000000000000001,3796,0,0,0,326,0,0,0,1.776695949901719,0,0,0,2.0829999999999999E-4,1.724,4,1.392796E-3,0,0,0,0.95,0.95,0.95,0,0,0,0,0,0,0,0,0,4,0,0,0,null,3796,null,1,null,null,0,0,0,0,null,1,1,1,0,0,0,null,0,0,0,1,0,0,0,0]
["150200200",null,0,1,50,200,20,21.5,0,0,0,0,4850,0,0,0,1.373,1.08,1.08,1.08,4850,0,0,0,417,0,0,0,0.79255117037880196,0,0,0,1.2760000000000001E-4,1.7219,2,3.76611E-4,0,0,0,0.95,0.95,0.95,0,0,0,0,0,0,0,0,0,2.7,0,0,0,null,4850,null,1,null,null,0,0,0,0,null,1,1,1,0,0,0,null,0,0,0,1,0,0,0,0]
["150200210",null,0,1,50,200,21,21.5,0,0,0,0,5164,0,0,0,1.4850000000000001,1.05,1.05,1.05,5164,0,0,0,444,0,0,0,1.3293276468654012,0,0,0,1.2760000000000001E-4,1.7219,4,5.1420100000000005E-4,0,0,0,0.85,0.85,0.85,0,0,0,0,0,0,0,0,0,5.3,0,0,0,null,5164,null,1,null,null,0,0,0,0,null,1,1,1,0,0,0,null,0,0,0,1,0,0,0,0]
["150220100",null,0,1,50,220,10,11.5,0,0,0,0,2207.797101449275,0,0,0,1.385,1.08,1.08,1.08,2208,0,0,0,190,0,0,0,0.27340530636333432,0,0,0,3.969E-4,1.7345999999999999,2,3.6734700000000002E-4,0,0,0,0.98,0.98,0.98,0,0,0,0,0,0,0,0,0,1.5,0,0,0,null,2207.797101449275,null,1,null,null,0,0,0,0,null,1,1,1,0,0,0,null,0,0,0,1,0,0,0,0]
["150220110",null,0,1,50,220,11,11.5,0,0,0,0,2843.971014492754,0,0,0,1.4379999999999999,1.1000000000000001,1.1000000000000001,1.1000000000000001,2844,0,0,0,245,0,0,0,0.78372234625226689,0,0,0,3.969E-4,1.7345999999999999,4,5.7428799999999995E-4,0,0,0,0.95,0.95,0.95,0,0,0,0,0,0,0,0,0,2.9,0,0,0,null,2843.971014492754,null,1,null,null,0,0,0,0,null,1,1,1,0,0,0,null,0,0,0,1,0,0,0,0]
["150220150",null,0,1,50,220,15,16.5,0,0,0,0,3558.811594202899,0,0,0,1.373,1.08,1.08,1.08,3559,0,0,0,306,0,0,0,0.58572871349108069,0,0,0,2.0829999999999999E-4,1.724,2,4.6182900000000003E-4,0,0,0,1.01,1.01,1.01,0,0,0,0,0,0,0,0,0,2.2000000000000002,0,0,0,null,3558.811594202899,null,1,null,null,0,0,0,0,null,1,1,1,0,0,0,null,0,0,0,1,0,0,0,0]
["150220160",null,0,1,50,220,16,16.5,0,0,0,0,3894.855072463768,0,0,0,1.464,1.1000000000000001,1.1000000000000001,1.1000000000000001,3895,0,0,0,335,0,0,0,1.9103997201059573,0,0,0,2.0829999999999999E-4,1.724,4,1.392796E-3,0,0,0,0.95,0.95,0.95,0,0,0,0,0,0,0,0,0,4.4000000000000004,0,0,0,null,3894.855072463768,null,1,null,null,0,0,0,0,null,1,1,1,0,0,0,null,0,0,0,1,0,0,0,0]
["150220200",null,0,1,50,220,20,21.5,0,0,0,0,4976.5217391304341,0,0,0,1.373,1.08,1.08,1.08,4977,0,0,0,428,0,0,0,0.85076108511758297,0,0,0,1.2760000000000001E-4,1.7219,2,3.76611E-4,0,0,0,0.95,0.95,0.95,0,0,0,0,0,0,0,0,0,2.9,0,0,0,null,4976.5217391304341,null,1,null,null,0,0,0,0,null,1,1,1,0,0,0,null,0,0,0,1,0,0,0,0]
["150220210",null,0,1,50,220,21,21.5,0,0,0,0,5298.884057971014,0,0,0,1.4850000000000001,1.05,1.05,1.05,5299,0,0,0,456,0,0,0,1.437435994876971,0,0,0,1.2760000000000001E-4,1.7219,4,5.1420100000000005E-4,0,0,0,0.85,0.85,0.85,0,0,0,0,0,0,0,0,0,5.9,0,0,0,null,5298.884057971014,null,1,null,null,0,0,0,0,null,1,1,1,0,0,0,null,0,0,0,1,0,0,0,0]
["150240100",null,0,1,50,240,10,11.5,0,0,0,0,2582,0,0,0,1.385,1.08,1.08,1.08,2582,0,0,0,222,0,0,0,0.38360888612076,0,0,0,3.969E-4,1.7345999999999999,2,3.6734700000000002E-4,0,0,0,0.98,0.98,0.98,0,0,0,0,0,0,0,0,0,1.6,0,0,0,null,2582,null,1,null,null,0,0,0,0,null,1,1,1,0,0,0,null,0,0,0,1,0,0,0,0]
["150240110",null,0,1,50,240,11,11.5,0,0,0,0,3326,0,0,0,1.4379999999999999,1.1000000000000001,1.1000000000000001,1.1000000000000001,3326,0,0,0,286,0,0,0,1.1002595511917936,0,0,0,3.969E-4,1.7345999999999999,4,5.7428799999999995E-4,0,0,0,0.95,0.95,0.95,0,0,0,0,0,0,0,0,0,3.2,0,0,0,null,3326,null,1,null,null,0,0,0,0,null,1,1,1,0,0,0,null,0,0,0,1,0,0,0,0]
["150240150",null,0,1,50,240,15,16.5,0,0,0,0,4162,0,0,0,1.373,1.08,1.08,1.08,4162,0,0,0,358,0,0,0,0.81296552905244668,0,0,0,2.0829999999999999E-4,1.724,2,4.6182900000000003E-4,0,0,0,1.01,1.01,1.01,0,0,0,0,0,0,0,0,0,2.4,0,0,0,null,4162,null,1,null,null,0,0,0,0,null,1,1,1,0,0,0,null,0,0,0,1,0,0,0,0]
["150240160",null,0,1,50,240,16,16.5,0,0,0,0,4555,0,0,0,1.464,1.1000000000000001,1.1000000000000001,1.1000000000000001,4555,0,0,0,392,0,0,0,2.6420992457458663,0,0,0,2.0829999999999999E-4,1.724,4,1.392796E-3,0,0,0,0.95,0.95,0.95,0,0,0,0,0,0,0,0,0,4.8,0,0,0,null,4555,null,1,null,null,0,0,0,0,null,1,1,1,0,0,0,null,0,0,0,1,0,0,0,0]
["150240200",null,0,1,50,240,20,21.5,0,0,0,0,5820,0,0,0,1.373,1.08,1.08,1.08,5820,0,0,0,501,0,0,0,1.1777515753241232,0,0,0,1.2760000000000001E-4,1.7219,2,3.76611E-4,0,0,0,0.95,0.95,0.95,0,0,0,0,0,0,0,0,0,3.2,0,0,0,null,5820,null,1,null,null,0,0,0,0,null,1,1,1,0,0,0,null,0,0,0,1,0,0,0,0]
["150240210",null,0,1,50,240,21,21.5,0,0,0,0,6197,0,0,0,1.4850000000000001,1.05,1.05,1.05,6197,0,0,0,533,0,0,0,1.990850299629356,0,0,0,1.2760000000000001E-4,1.7219,4,5.1420100000000005E-4,0,0,0,0.85,0.85,0.85,0,0,0,0,0,0,0,0,0,6.4,0,0,0,null,6197,null,1,null,null,0,0,0,0,null,1,1,1,0,0,0,null,0,0,0,1,0,0,0,0]
["150260100",null,0,1,50,260,10,11.5,0,0,0,0,2674.4606741573034,0,0,0,1.385,1.08,1.08,1.08,2674,0,0,0,230,0,0,0,0.42912146500586645,0,0,0,3.969E-4,1.7345999999999999,2,3.6734700000000002E-4,0,0,0,0.98,0.98,0.98,0,0,0,0,0,0,0,0,0,1.7,0,0,0,null,2674.4606741573034,null,1,null,null,0,0,0,0,null,1,1,1,0,0,0,null,0,0,0,1,0,0,0,0]
["150260110",null,0,1,50,260,11,11.5,0,0,0,0,3444.932584269663,0,0,0,1.4379999999999999,1.1000000000000001,1.1000000000000001,1.1000000000000001,3445,0,0,0,296,0,0,0,1.2325366216563465,0,0,0,3.969E-4,1.7345999999999999,4,5.7428799999999995E-4,0,0,0,0.95,0.95,0.95,0,0,0,0,0,0,0,0,0,3.5,0,0,0,null,3444.932584269663,null,1,null,null,0,0,0,0,null,1,1,1,0,0,0,null,0,0,0,1,0,0,0,0]
["150260150",null,0,1,50,260,15,16.5,0,0,0,0,4309.4943820224717,0,0,0,1.373,1.08,1.08,1.08,4309,0,0,0,371,0,0,0,0.89258652759734225,0,0,0,2.0829999999999999E-4,1.724,2,4.6182900000000003E-4,0,0,0,1.01,1.01,1.01,0,0,0,0,0,0,0,0,0,2.6,0,0,0,null,4309.4943820224717,null,1,null,null,0,0,0,0,null,1,1,1,0,0,0,null,0,0,0,1,0,0,0,0]
["150260160",null,0,1,50,260,16,16.5,0,0,0,0,4716.9213483146068,0,0,0,1.464,1.1000000000000001,1.1000000000000001,1.1000000000000001,4717,0,0,0,406,0,0,0,2.8798575550219248,0,0,0,2.0829999999999999E-4,1.724,4,1.392796E-3,0,0,0,0.95,0.95,0.95,0,0,0,0,0,0,0,0,0,5.2,0,0,0,null,4716.9213483146068,null,1,null,null,0,0,0,0,null,1,1,1,0,0,0,null,0,0,0,1,0,0,0,0]
["150260200",null,0,1,50,260,20,21.5,0,0,0,0,6027.0786516853932,0,0,0,1.373,1.08,1.08,1.08,6027,0,0,0,518,0,0,0,1.2801543994777373,0,0,0,1.2760000000000001E-4,1.7219,2,3.76611E-4,0,0,0,0.95,0.95,0.95,0,0,0,0,0,0,0,0,0,3.5,0,0,0,null,6027.0786516853932,null,1,null,null,0,0,0,0,null,1,1,1,0,0,0,null,0,0,0,1,0,0,0,0]
["150260210",null,0,1,50,260,21,21.5,0,0,0,0,6417.6404494382023,0,0,0,1.4850000000000001,1.05,1.05,1.05,6418,0,0,0,552,0,0,0,2.1821658281653153,0,0,0,1.2760000000000001E-4,1.7219,4,5.1420100000000005E-4,0,0,0,0.85,0.85,0.85,0,0,0,0,0,0,0,0,0,6.9,0,0,0,null,6417.6404494382023,null,1,null,null,0,0,0,0,null,1,1,1,0,0,0,null,0,0,0,1,0,0,0,0]
["150280100",null,0,1,50,280,10,11.5,0,0,0,0,3013,0,0,0,1.385,1.08,1.08,1.08,3013,0,0,0,259,0,0,0,0.55864915914582591,0,0,0,3.969E-4,1.7345999999999999,2,3.6734700000000002E-4,0,0,0,0.98,0.98,0.98,0,0,0,0,0,0,0,0,0,1.9,0,0,0,null,3013,null,1,null,null,0,0,0,0,null,1,1,1,0,0,0,null,0,0,0,1,0,0,0,0]
["150280110",null,0,1,50,280,11,11.5,0,0,0,0,3881,0,0,0,1.4379999999999999,1.1000000000000001,1.1000000000000001,1.1000000000000001,3881,0,0,0,334,0,0,0,1.6138599708248469,0,0,0,3.969E-4,1.7345999999999999,4,5.7428799999999995E-4,0,0,0,0.95,0.95,0.95,0,0,0,0,0,0,0,0,0,3.7,0,0,0,null,3881,null,1,null,null,0,0,0,0,null,1,1,1,0,0,0,null,0,0,0,1,0,0,0,0]
["150280150",null,0,1,50,280,15,16.5,0,0,0,0,4855,0,0,0,1.373,1.08,1.08,1.08,4855,0,0,0,418,0,0,0,1.1489510769738902,0,0,0,2.0829999999999999E-4,1.724,2,4.6182900000000003E-4,0,0,0,1.01,1.01,1.01,0,0,0,0,0,0,0,0,0,2.8,0,0,0,null,4855,null,1,null,null,0,0,0,0,null,1,1,1,0,0,0,null,0,0,0,1,0,0,0,0]
["150280160",null,0,1,50,280,16,16.5,0,0,0,0,5314,0,0,0,1.464,1.1000000000000001,1.1000000000000001,1.1000000000000001,5314,0,0,0,457,0,0,0,3.6860722977671294,0,0,0,2.0829999999999999E-4,1.724,4,1.392796E-3,0,0,0,0.95,0.95,0.95,0,0,0,0,0,0,0,0,0,5.6,0,0,0,null,5314,null,1,null,null,0,0,0,0,null,1,1,1,0,0,0,null,0,0,0,1,0,0,0,0]
["150280200",null,0,1,50,280,20,21.5,0,0,0,0,6790,0,0,0,1.373,1.08,1.08,1.08,6790,0,0,0,584,0,0,0,1.6440849213499233,0,0,0,1.2760000000000001E-4,1.7219,2,3.76611E-4,0,0,0,0.95,0.95,0.95,0,0,0,0,0,0,0,0,0,3.7,0,0,0,null,6790,null,1,null,null,0,0,0,0,null,1,1,1,0,0,0,null,0,0,0,1,0,0,0,0]
["150280210",null,0,1,50,280,21,21.5,0,0,0,0,7230,0,0,0,1.4850000000000001,1.05,1.05,1.05,7230,0,0,0,622,0,0,0,2.8085728074411263,0,0,0,1.2760000000000001E-4,1.7219,4,5.1420100000000005E-4,0,0,0,0.85,0.85,0.85,0,0,0,0,0,0,0,0,0,7.5,0,0,0,null,7230,null,1,null,null,0,0,0,0,null,1,1,1,0,0,0,null,0,0,0,1,0,0,0,0]
["16550100",null,0,1,65,50,10,{"$f":"IF(G194=10,11.5,IF(G194=11,11.5,IF(G194=15,16.5,IF(G194=16,16.5,IF(G194=20,21.5,IF(G194=21,21.5,))))))","v":11.5},0,0,0,0,606,0,0,0,1.371,1.08,1.08,1.08,606,0,0,0,52,0,0,0,1.2358418161788131E-2,0,0,0,3.969E-4,1.7345999999999999,2,3.6734700000000002E-4,0,0,0,0.98,0.98,0.98,0,0,0,0,0,0,0,0,0,0.3,0,0,0,null,606,null,1,null,null,0,0,0,0,null,1,1,1,0,0,0,null,0,0,0,{"$f":"IF(SUM(BV194:BX194)=0,1,0)","v":1},0,0,0,0]
[{"$f":"CONCATENATE(D195,E195,F195,G195,C195)","v":"16550110"},null,0,1,65,50,11,{"$f":"IF(G195=10,11.5,IF(G195=11,11.5,IF(G195=15,16.5,IF(G195=16,16.5,IF(G195=20,21.5,IF(G195=21,21.5,))))))","v":11.5},0,0,0,0,772,0,0,0,1.4370000000000001,1.1000000000000001,1.1000000000000001,1.1000000000000001,772,0,0,0,66,0,0,0,3.2451600071144733E-2,0,0,0,3.969E-4,1.7345999999999999,4,5.7428799999999995E-4,0,0,0,0.95,0.95,0.95,0,0,0,0,0,0,0,0,0,0.7,0,0,0,null,772,null,1,null,null,0,0,0,0,null,1,1,1,0,0,0,null,0,0,0,1,0,0,0,0]
["16560100",null,0,1,65,60,10,11.5,0,0,0,0,727,0,0,0,1.371,1.08,1.08,1.08,727,0,0,0,63,0,0,0,1.8976947827788415E-2,0,0,0,3.969E-4,1.7345999999999999,2,3.6734700000000002E-4,0,0,0,0.98,0.98,0.98,0,0,0,0,0,0,0,0,0,0.4,0,0,0,null,727,null,1,null,null,0,0,0,0,null,1,1,1,0,0,0,null,0,0,0,1,0,0,0,0]
["16560110",null,0,1,65,60,11,11.5,0,0,0,0,926,0,0,0,1.4370000000000001,1.1000000000000001,1.1000000000000001,1.1000000000000001,926,0,0,0,80,0,0,0,5.0210960948818821E-2,0,0,0,3.969E-4,1.7345999999999999,4,5.7428799999999995E-4,0,0,0,0.95,0.95,0.95,0,0,0,0,0,0,0,0,0,0.8,0,0,0,null,926,null,1,null,null,0,0,0,0,null,1,1,1,0,0,0,null,0,0,0,1,0,0,0,0]
["16560150",null,0,1,65,60,15,16.5,0,0,0,0,1153,0,0,0,1.355,1.08,1.08,1.08,1153,0,0,0,99,0,0,0,4.9491748498433089E-2,0,0,0,2.0829999999999999E-4,1.724,2,4.6182900000000003E-4,0,0,0,1.01,1.01,1.01,0,0,0,0,0,0,0,0,0,0.6,0,0,0,null,1153,null,1,null,null,0,0,0,0,null,1,1,1,0,0,0,null,0,0,0,1,0,0,0,0]
["16560160",null,0,1,65,60,16,16.5,0,0,0,0,1304,0,0,0,1.47,1.1000000000000001,1.1000000000000001,1.1000000000000001,1304,0,0,0,112,0,0,0,0.18391774236893504,0,0,0,2.0829999999999999E-4,1.724,4,1.392796E-3,0,0,0,0.95,0.95,0.95,0,0,0,0,0,0,0,0,0,1.2,0,0,0,null,1304,null,1,null,null,0,0,0,0,null,1,1,1,0,0,0,null,0,0,0,1,0,0,0,0]
["16560200",null,0,1,65,60,20,21.5,0,0,0,0,1611,0,0,0,1.355,1.08,1.08,1.08,1611,0,0,0,139,0,0,0,7.689606920061115E-2,0,0,0,1.2760000000000001E-4,1.7219,2,3.76611E-4,0,0,0,0.95,0.95,0.95,0,0,0,0,0,0,0,0,0,0.8,0,0,0,null,1611,null,1,null,null,0,0,0,0,null,1,1,1,0,0,0,null,0,0,0,1,0,0,0,0]
["16560210",null,0,1,65,60,21,21.5,0,0,0,0,1818,0,0,0,1.4970000000000001,1.05,1.05,1.05,1818,0,0,0,156,0,0,0,0.13626157217840923,0,0,0,1.2760000000000001E-4,1.7219,4,5.1420100000000005E-4,0,0,0,0.85,0.85,0.85,0,0,0,0,0,0,0,0,0,1.6,0,0,0,null,1818,null,1,null,null,0,0,0,0,null,1,1,1,0,0,0,null,0,0,0,1,0,0,0,0]
["16570100",null,0,1,65,70,10,11.5,0,0,0,0,848,0,0,0,1.371,1.08,1.08,1.08,848,0,0,0,73,0,0,0,2.656568515076848E-2,0,0,0,{"$f":"IF($G202=$CO$103,CP$103,IF($G202=$CO$104,CP$104,IF($G202=$CO$105,CP$105,IF($G202=$CO$107,CP$107,IF($G202=$CO$108,CP$108,IF($G202=$CO$109,CP$109,IF($G202=$CO$111,CP$111,IF($G202=$CO$112,CP$112,IF($G202=$CO$113,CP$113,IF($G202=$CO$115,CP$115,IF($G202=$CO$116,CP$116,IF($G202=$CO$117,CP$117,IF($G202=$CO$119,CP$119,IF($G202=$CO$120,CP$120,))))))))))))))","v":3.969E-4},{"$f":"IF($G202=$CO$103,CQ$103,IF($G202=$CO$104,CQ$104,IF($G202=$CO$105,CQ$105,IF($G202=$CO$107,CQ$107,IF($G202=$CO$108,CQ$108,IF($G202=$CO$109,CQ$109,IF($G202=$CO$111,CQ$111,IF($G202=$CO$112,CQ$112,IF($G202=$CO$113,CQ$113,IF($G202=$CO$115,CQ$115,IF($G202=$CO$116,CQ$116,IF($G202=$CO$117,CQ$117,IF($G202=$CO$119,CQ$119,IF($G202=$CO$120,CQ$120,))))))))))))))","v":1.7345999999999999},{"$f":"IF($G202=$CO$103,CR$103,IF($G202=$CO$104,CR$104,IF($G202=$CO$105,CR$105,IF($G202=$CO$107,CR$107,IF($G202=$CO$108,CR$108,IF($G202=$CO$109,CR$109,IF($G202=$CO$111,CR$111,IF($G202=$CO$112,CR$112,IF($G202=$CO$113,CR$113,IF($G202=$CO$115,CR$115,IF($G202=$CO$116,CR$116,IF($G202=$CO$117,CR$117,IF($G202=$CO$119,CR$119,IF($G202=$CO$120,CR$120,))))))))))))))","v":2},{"$f":"IF($G202=$CO$103,CS$103,IF($G202=$CO$104,CS$104,IF($G202=$CO$105,CS$105,IF($G202=$CO$107,CS$107,IF($G202=$CO$108,CS$108,IF($G202=$CO$109,CS$109,IF($G202=$CO$111,CS$111,IF($G202=$CO$112,CS$112,IF($G202=$CO$113,CS$113,IF($G202=$CO$115,CS$115,IF($G202=$CO$116,CS$116,IF($G202=$CO$117,CS$117,IF($G202=$CO$119,CS$119,IF($G202=$CO$120,CS$120,))))))))))))))","v":3.6734700000000002E-4},0,0,0,0.98,0.98,0.98,0,0,0,0,0,0,0,0,0,{"$f":"ROUND(IF(G202=10,$CO$92*F202,IF(G202=11,$CO$93*F202,IF(G202=15,$CO$94*F202,IF(G202=16,$CO$95*F202,IF(G202=20,$CO$96*F202,IF(G202=21,$CO$97*F202,)))))),1)","v":0.5},0,0,0,null,848,null,{"$f":"IF(C202=0,1,IF(G202=10,0.9,IF(G202=11,0.68,IF(G202=15,0.8,IF(G202=16,0.68,IF(G202=20,0.8,IF(G202=21,0.8)))))))","v":1},null,null,0,0,0,0,null,1,1,1,{"$f":"AQ202/BO202","v":0},{"$f":"AR202/BP202","v":0},{"$f":"AS202/BQ202","v":0},null,{"$f":"BR202-AQ202","v":0},{"$f":"BS202-AR202","v":0},{"$f":"BT202-AS202","v":0},1,0,0,0,0]
["16570110",null,0,1,65,70,11,11.5,0,0,0,0,1080,0,0,0,{"$f":"IF(E203=35,IF(G203=10,1.399,IF(G203=11,1.44,IF(G203=15,1.39,IF(G203=16,1.458,IF(G203=20,1.39,IF(G203=21,1.472,1)))))),IF(E203=50,IF(G203=10,1.385,IF(G203=11,1.438,IF(G203=15,1.373,IF(G203=16,1.464,IF(G203=20,1.373,IF(G203=21,1.485,1)))))),IF(E203=65,IF(G203=10,1.371,IF(G203=11,1.437,IF(G203=15,1.355,IF(G203=16,1.47,IF(G203=20,1.355,IF(G203=21,1.497,1)))))),IF(E203=95,IF(G203=10,1.343,IF(G203=11,1.434,IF(G203=15,1.32,IF(G203=16,1.482,IF(G203=20,1.32,IF(G203=21,1.522,1)))))),\"ERROR\"))))","v":1.4370000000000001},1.1000000000000001,1.1000000000000001,1.1000000000000001,{"$f":"ROUND(M203*POWER((($S$1-$S$2)/LN(($S$1-$S$3)/($S$2-$S$3)))/((75-65)/LN((75-20)/(65-20))),Q203),0)","v":1080},{"$f":"ROUND(N203*POWER((($S$1-$S$2)/LN(($S$1-$S$3)/($S$2-$S$3)))/((75-65)/LN((75-20)/(65-20))),R203),0)","v":0},{"$f":"ROUND(O203*POWER((($S$1-$S$2)/LN(($S$1-$S$3)/($S$2-$S$3)))/((75-65)/LN((75-20)/(65-20))),S203),0)","v":0},{"$f":"ROUND(P203*POWER((($S$1-$S$2)/LN(($S$1-$S$3)/($S$2-$S$3)))/((75-65)/LN((75-20)/(65-20))),T203),0)","v":0},{"$f":"ROUND(U203*3600/(4186*ABS($S$1-$S$2)),0)","v":93},{"$f":"ROUND(V203*3600/(4186*ABS($S$1-$S$2)),0)","v":0},{"$f":"ROUND(W203*3600/(4186*ABS($S$1-$S$2)),0)","v":0},{"$f":"ROUND(X203*3600/(4186*ABS($S$1-$S$2)),0)","v":0},{"$f":"(($AG203*(Y203^$AH203)*((($F203-14.4)*$AI203)/100))+($AJ203*(Y203^2)))*0.0098","v":7.1145182973201465E-2},{"$f":"(($AG203*(Z203^$AH203)*((($F203-14.4)*$AI203)/100))+($AJ203*(Z203^2)))*0.0098","v":0},{"$f":"(($AG203*(AA203^$AH203)*((($F203-14.4)*$AI203)/100))+($AJ203*(AA203^2)))*0.0098","v":0},{"$f":"(($AG203*(AB203^$AH203)*((($F203-14.4)*$AI203)/100))+($AJ203*(AB203^2)))*0.0098","v":0},3.969E-4,1.7345999999999999,4,5.7428799999999995E-4,0,0,0,{"$f":"IF($G203=10,0.98,IF($G203=11,0.95,IF($G203=15,1.01,IF($G203=16,0.95,IF($G203=20,0.95,IF($G203=21,0.85))))))","v":0.95},0.95,0.95,{"$f":"ROUND(AK203*POWER((($AT$1-$AT$2)/LN(($AT$1-$AT$3)/($AT$2-$AT$3)))/((16-18)/LN((16-27)/(18-27))),AN203),0)","v":0},{"$f":"ROUND(AL203*POWER((($AT$1-$AT$2)/LN(($AT$1-$AT$3)/($AT$2-$AT$3)))/((16-18)/LN((16-27)/(18-27))),AO203),0)","v":0},{"$f":"ROUND(AM203*POWER((($AT$1-$AT$2)/LN(($AT$1-$AT$3)/($AT$2-$AT$3)))/((16-18)/LN((16-27)/(18-27))),AP203),0)","v":0},{"$f":"ROUND(AQ203*3600/(4186*ABS($AT$1-$AT$2)),0)","v":0},{"$f":"ROUND(AR203*3600/(4186*ABS($AT$1-$AT$2)),0)","v":0},{"$f":"ROUND(AS203*3600/(4186*ABS($AT$1-$AT$2)),0)","v":0},{"$f":"(($AG203*(AT203^$AH203)*((($F203-14.4)*$AI203)/100))+($AJ203*(AT203^2)))*0.0098","v":0},{"$f":"(($AG203*(AU203^$AH203)*((($F203-14.4)*$AI203)/100))+($AJ203*(AU203^2)))*0.0098","v":0},{"$f":"(($AG203*(AV203^$AH203)*((($F203-14.4)*$AI203)/100))+($AJ203*(AV203^2)))*0.0098","v":0},0.9,0,0,0,null,1080,null,1,null,null,0,0,0,0,null,{"$f":"IF(1/(1+((2258*((0.622/((101325/(1*611*EXP(17.27*((($AT$1+$AT$2)/2)/((($AT$1+$AT$2)/2)+237.3))))))-1)*1000-(0.622/((101325/($AV$1*611*EXP(17.27*($AT$3/($AT$3+237.3))))))-1)*1000))/(1005*((($AT$1+$AT$2)/2)-$AT$3))))>1,1,1/(1+((2258*((0.622/((101325/(1*611*EXP(17.27*((($AT$1+$AT$2)/2)/((($AT$1+$AT$2)/2)+237.3))))))-1)*1000-(0.622/((101325/($AV$1*611*EXP(17.27*($AT$3/($AT$3+237.3))))))-1)*1000))/(1005*((($AT$1+$AT$2)/2)-$AT$3)))))","v":1},1,1,0,0,0,null,0,0,0,1,0,0,0,0]
["16570150",null,0,1,65,70,15,16.5,0,0,0,0,1345,0,0,0,1.355,{"$f":"IF($G204=10,1.08,IF($G204=11,1.1,IF($G204=15,1.08,IF($G204=16,1.1,IF($G204=20,1.08,IF($G204=21,1.05))))))","v":1.08},1.08,1.08,1345,0,0,0,116,0,0,0,6.9126021631322282E-2,0,0,0,2.0829999999999999E-4,1.724,2,4.6182900000000003E-4,0,0,0,1.01,1.01,1.01,0,0,0,0,0,0,0,0,0,0.7,0,0,0,null,1345,null,1,null,null,0,0,0,0,null,1,1,1,0,0,0,null,0,0,0,1,0,0,0,0]
["16570160",null,0,1,65,70,16,16.5,0,0,0,0,1521,0,0,0,1.47,1.1000000000000001,1.1000000000000001,1.1000000000000001,1521,0,0,0,131,0,0,0,0.25452474144255971,0,0,0,2.0829999999999999E-4,1.724,4,1.392796E-3,0,0,0,0.95,0.95,0.95,0,0,0,0,0,0,0,0,0,1.4,0,0,0,null,1521,null,1,null,null,0,0,0,0,null,1,1,1,0,0,0,null,0,0,0,1,0,0,0,0]
["16570200",null,0,1,65,70,20,21.5,0,0,0,0,1880,0,0,0,1.355,1.08,1.08,1.08,1880,0,0,0,162,0,0,0,0.10572739665490051,0,0,0,1.2760000000000001E-4,1.7219,2,3.76611E-4,0,0,0,0.95,0.95,0.95,0,0,0,0,0,0,0,0,0,0.9,0,0,0,null,1880,null,1,null,null,0,0,0,0,null,1,1,1,0,0,0,null,0,0,0,1,0,0,0,0]
["16570210",null,0,1,65,70,21,21.5,0,0,0,0,2121,0,0,0,1.4970000000000001,1.05,1.05,1.05,2121,0,0,0,182,0,0,0,0.18858594087677322,0,0,0,1.2760000000000001E-4,1.7219,4,5.1420100000000005E-4,0,0,0,0.85,0.85,0.85,0,0,0,0,0,0,0,0,0,1.9,0,0,0,null,2121,null,1,null,null,0,0,0,0,null,1,1,1,0,0,0,null,0,0,0,1,0,0,0,0]
["16580100",null,0,1,65,80,10,11.5,0,0,0,0,969,0,0,0,1.371,1.08,1.08,1.08,969,0,0,0,83,0,0,0,3.5681530868825813E-2,0,0,0,3.969E-4,1.7345999999999999,2,3.6734700000000002E-4,0,0,0,0.98,0.98,0.98,0,0,0,0,0,0,0,0,0,0.5,0,0,0,null,969,null,1,null,null,0,0,0,0,null,1,1,1,0,0,0,null,0,0,0,1,0,0,0,0]
["16580110",null,0,1,65,80,11,11.5,0,0,0,0,1234,0,0,0,1.4370000000000001,1.1000000000000001,1.1000000000000001,1.1000000000000001,1234,0,0,0,106,0,0,0,9.6499853625641521E-2,0,0,0,3.969E-4,1.7345999999999999,4,5.7428799999999995E-4,0,0,0,0.95,0.95,0.95,0,0,0,0,0,0,0,0,0,1.1000000000000001,0,0,0,null,1234,null,1,null,null,0,0,0,0,null,1,1,1,0,0,0,null,0,0,0,1,0,0,0,0]
["16580150",null,0,1,65,80,15,16.5,0,0,0,0,{"$f":"BE210*BG210","v":1538},0,0,0,1.355,1.08,1.08,1.08,1538,0,0,0,132,0,0,0,9.0985733253169568E-2,0,0,0,2.0829999999999999E-4,1.724,2,4.6182900000000003E-4,0,0,0,1.01,1.01,1.01,0,0,0,0,0,0,0,0,0,0.8,0,0,0,null,1538,null,1,null,null,0,0,0,0,null,1,1,1,0,0,0,null,0,0,0,1,0,0,0,0]
["16580160",null,0,1,65,80,16,16.5,0,0,0,0,1738,0,0,0,1.47,1.1000000000000001,1.1000000000000001,1.1000000000000001,1738,0,0,0,149,0,0,0,0.33291528130134884,0,0,0,2.0829999999999999E-4,1.724,4,1.392796E-3,0,0,0,0.95,0.95,0.95,0,0,0,0,0,0,0,0,0,1.6,0,0,0,null,1738,null,1,null,null,0,0,0,0,null,1,1,1,0,0,0,null,0,0,0,1,0,0,0,0]
["16580200",null,0,1,65,80,20,21.5,0,0,0,0,2148,0,0,0,1.355,1.08,1.08,1.08,2148,0,0,0,185,0,0,0,0.1394650274448144,0,0,0,1.2760000000000001E-4,1.7219,2,3.76611E-4,0,0,0,0.95,0.95,0.95,0,0,0,0,0,0,0,0,0,1.1000000000000001,0,0,0,null,2148,null,1,null,null,0,0,0,0,null,1,1,1,0,0,0,null,0,0,0,1,0,0,0,0]
["16580210",null,0,1,65,80,21,21.5,0,0,0,0,2424,0,0,0,1.4970000000000001,1.05,1.05,1.05,2424,0,0,0,208,0,0,0,0.25018929266896878,0,0,0,1.2760000000000001E-4,1.7219,4,5.1420100000000005E-4,0,0,0,0.85,0.85,0.85,0,0,0,0,0,0,0,0,0,2.1,0,0,0,null,2424,null,1,null,null,0,0,0,0,null,1,1,1,0,0,0,null,0,0,0,1,0,0,0,0]
["16590100",null,0,1,65,90,10,11.5,0,0,0,0,1090,0,0,0,1.371,1.08,1.08,1.08,1090,0,0,0,94,0,0,0,4.7370929137888165E-2,0,0,0,3.969E-4,1.7345999999999999,2,3.6734700000000002E-4,0,0,0,0.98,0.98,0.98,0,0,0,0,0,0,0,0,0,0.6,0,0,0,null,1090,null,1,null,null,0,0,0,0,null,1,1,1,0,0,0,null,0,0,0,1,0,0,0,0]
["16590110",null,0,1,65,90,11,11.5,0,0,0,0,1389,0,0,0,1.4370000000000001,1.1000000000000001,1.1000000000000001,1.1000000000000001,1389,0,0,0,119,0,0,0,0.12655091995499027,0,0,0,3.969E-4,1.7345999999999999,4,5.7428799999999995E-4,0,0,0,0.95,0.95,0.95,0,0,0,0,0,0,0,0,0,1.2,0,0,0,null,1389,null,1,null,null,0,0,0,0,null,1,1,1,0,0,0,null,0,0,0,1,0,0,0,0]
["16590150",null,0,1,65,90,15,16.5,0,0,0,0,1730,0,0,0,1.355,1.08,1.08,1.08,1730,0,0,0,149,0,0,0,0.11770032533665037,0,0,0,2.0829999999999999E-4,1.724,2,4.6182900000000003E-4,0,0,0,1.01,1.01,1.01,0,0,0,0,0,0,0,0,0,0.9,0,0,0,null,1730,null,1,null,null,0,0,0,0,null,1,1,1,0,0,0,null,0,0,0,1,0,{"$f":"ROUND(IF($C202=0,0,IF($C202=10,IF($G202=10,2539,IF($G202=11,3445,IF($G202=15,2539*1.3,IF($G202=16,3445*1.3,IF($G202=20,(2539*1.45),IF($G202=21,(3445*1.55))))))),IF($C202=15,IF($G202=10,0,IF($G202=11,0,IF($G202=15,3238,IF($G202=16,4735,IF($G202=20,4062,IF($G202=21,6098))))))))),0)","v":0},{"$f":"ROUND(IF($C202=0,0,IF($C202=10,IF($G202=10,352,IF($G202=11,577,IF($G202=15,442*1.15,IF($G202=16,725*1.15,IF($G202=20,(352*1.3),IF($G202=21,(577*1.3))))))),IF($C202=15,IF($G202=10,0,IF($G202=11,0,IF($G202=15,442,IF($G202=16,725,IF($G202=20,502,IF($G202=21,791))))))))),0)","v":0},0]
["16590160",null,0,1,65,90,16,16.5,0,0,0,0,1956,0,0,0,1.47,1.1000000000000001,1.1000000000000001,1.1000000000000001,1956,0,0,0,168,0,0,0,0.42759818960823864,0,0,0,2.0829999999999999E-4,1.724,4,1.392796E-3,0,0,0,0.95,0.95,0.95,0,0,0,0,0,0,0,0,0,1.8,0,0,0,null,1956,null,1,null,null,0,0,0,0,null,1,1,1,0,0,0,null,0,0,0,1,{"$f":"ROUND(IF($C203=0,0,IF($C203=10,IF($G203=10,1127,IF($G203=11,2263,\"UNDEFINED\")),IF($C203=15,IF($G203=10,\"NOT POSSIBLE\",IF($G203=11,\"NOT POSSIBLE\",IF($G203=15,1615,IF($G203=16,3238,IF($G203=20,2298,IF($G203=21,2489)))))),\"ERROR\"))),0)","v":0},0,0,{"$f":"ROUND(IF($C203=0,0,IF($C203=10,IF($G203=10,62,IF($G203=11,50,\"UNDEFINED\")),IF($C203=15,IF($G203=10,\"NOT POSSIBLE\",IF($G203=11,\"NOT POSSIBLE\",IF($G203=15,63,IF($G203=16,75,IF($G203=20,78,IF($G203=21,92)))))),\"ERROR\"))),0)","v":0}]
["16590200",null,0,1,65,90,20,21.5,0,0,0,0,2417,0,0,0,1.355,1.08,1.08,1.08,2417,0,0,0,208,0,0,0,0.17821790476180455,0,0,0,1.2760000000000001E-4,1.7219,2,3.76611E-4,0,0,0,0.95,0.95,0.95,0,0,0,0,0,0,0,0,0,1.2,0,0,0,null,2417,null,1,null,null,0,0,0,0,null,1,1,1,0,0,0,null,0,0,0,1,0,0,0,0]
["16590210",null,0,1,65,90,21,21.5,0,0,0,0,2727,0,0,0,1.4970000000000001,1.05,1.05,1.05,2727,0,0,0,235,0,0,0,0.32403912037782051,0,0,0,1.2760000000000001E-4,1.7219,4,5.1420100000000005E-4,0,0,0,0.85,0.85,0.85,0,0,0,0,0,0,0,0,0,2.4,0,0,0,null,2727,null,1,null,null,0,0,0,0,null,1,1,1,0,0,0,null,0,0,0,1,0,0,0,0]
["165100100",null,0,1,65,100,10,11.5,0,0,0,0,1211,0,0,0,1.371,1.08,1.08,1.08,1211,0,0,0,104,0,0,0,{"$f":"(($AG220*(Y220^$AH220)*((($F220-14.4)*$AI220)/100))+($AJ220*(Y220^2)))*0.0098","v":5.9934592809973597E-2},0,0,0,3.969E-4,1.7345999999999999,2,3.6734700000000002E-4,0,0,0,0.98,0.98,0.98,0,0,0,0,0,0,0,0,0,0.7,0,0,0,null,1211,null,1,null,null,0,0,0,0,null,1,1,1,0,0,0,null,0,0,0,1,0,0,0,0]
["165100110",null,0,1,65,100,11,11.5,0,0,0,0,1543,0,0,0,1.4370000000000001,1.1000000000000001,1.1000000000000001,1.1000000000000001,1543,0,0,0,133,0,0,0,0.16389304090166451,0,0,0,3.969E-4,1.7345999999999999,4,5.7428799999999995E-4,0,0,0,0.95,0.95,0.95,0,0,0,0,0,0,0,0,0,1.3,0,0,0,null,1543,null,1,null,null,0,0,0,0,null,1,1,1,0,0,0,null,0,0,0,1,0,0,0,0]
["165100150",null,0,1,65,100,15,16.5,0,0,0,0,1922,0,0,0,1.355,1.08,1.08,1.08,1922,0,0,0,165,0,0,0,0.14646499248742123,0,0,0,2.0829999999999999E-4,1.724,2,4.6182900000000003E-4,0,0,0,1.01,1.01,1.01,0,0,0,0,0,0,0,0,0,1,0,0,0,null,1922,null,1,null,null,0,0,0,0,null,1,1,1,0,0,0,null,0,0,0,1,0,0,0,0]
["165100160",null,0,1,65,100,16,16.5,0,0,0,0,2173,0,0,0,1.47,1.1000000000000001,1.1000000000000001,1.1000000000000001,2173,0,0,0,187,0,0,0,0.53499636048815336,0,0,0,2.0829999999999999E-4,1.724,4,1.392796E-3,0,0,0,0.95,0.95,0.95,0,0,0,0,0,0,0,0,0,2,0,0,0,null,2173,null,1,null,null,0,0,0,0,null,1,1,1,0,0,0,null,0,0,0,1,0,0,0,0]
["165100200",null,0,1,65,100,20,21.5,0,0,0,0,2685,0,0,0,1.355,1.08,1.08,1.08,2685,0,0,0,231,0,0,0,0.22209100022422057,0,0,0,1.2760000000000001E-4,1.7219,2,3.76611E-4,0,0,0,0.95,0.95,0.95,0,0,0,0,0,0,0,0,0,1.3,0,0,0,null,2685,null,1,null,null,0,0,0,0,null,1,1,1,0,0,0,null,0,0,0,1,0,0,0,0]
["165100210",null,0,1,65,100,21,21.5,0,0,0,0,3030,0,0,0,1.4970000000000001,1.05,1.05,1.05,3030,0,0,0,261,0,0,0,0.4053350042403937,0,0,0,1.2760000000000001E-4,1.7219,4,5.1420100000000005E-4,0,0,0,0.85,0.85,0.85,0,0,0,0,0,0,0,0,0,2.7,0,0,0,null,3030,null,1,null,null,0,0,0,0,null,1,1,1,0,0,0,null,0,0,0,1,0,0,0,0]
["165110100",null,0,1,65,110,10,11.5,0,0,0,0,1332,0,0,0,1.371,1.08,1.08,1.08,1332,0,0,0,115,0,0,0,7.5527830095081377E-2,0,0,0,3.969E-4,1.7345999999999999,2,3.6734700000000002E-4,0,0,0,0.98,0.98,0.98,0,0,0,0,0,0,0,0,0,0.7,0,0,0,null,1332,null,1,null,null,0,0,0,0,null,1,1,1,0,0,0,null,0,0,0,1,0,0,0,0]
["165110110",null,0,1,65,110,11,11.5,0,0,0,0,1697,0,0,0,1.4370000000000001,1.1000000000000001,1.1000000000000001,1.1000000000000001,1697,0,0,0,146,0,0,0,0.20443868137169319,0,0,0,3.969E-4,1.7345999999999999,4,5.7428799999999995E-4,0,0,0,0.95,0.95,0.95,0,0,0,0,0,0,0,0,0,1.5,0,0,0,null,1697,null,1,null,null,0,0,0,0,null,1,1,1,0,0,0,null,0,0,0,1,0,0,0,0]
["165110150",null,0,1,65,110,15,16.5,0,0,0,0,2114,0,0,0,1.355,1.08,1.08,1.08,2114,0,0,0,182,0,0,0,0.18066113334706249,0,0,0,2.0829999999999999E-4,1.724,2,4.6182900000000003E-4,0,0,0,1.01,1.01,1.01,0,0,0,0,0,0,0,0,0,1.1000000000000001,0,0,0,null,2114,null,1,null,null,0,0,0,0,null,1,1,1,0,0,0,null,0,0,0,1,0,0,0,0]
["165110160",null,0,1,65,110,16,16.5,0,0,0,0,2390,0,0,0,1.47,1.1000000000000001,1.1000000000000001,1.1000000000000001,2390,0,0,0,206,0,0,0,0.65535325309797687,0,0,0,2.0829999999999999E-4,1.724,4,1.392796E-3,0,0,0,0.95,0.95,0.95,0,0,0,0,0,0,0,0,0,2.2000000000000002,0,0,0,null,2390,null,1,null,null,0,0,0,0,null,1,1,1,0,0,0,null,0,0,0,1,0,0,0,0]
["165110200",null,0,1,65,110,20,21.5,0,0,0,0,2954,0,0,0,1.355,1.08,1.08,1.08,2954,0,0,0,254,0,0,0,0.27118590281734983,0,0,0,1.2760000000000001E-4,1.7219,2,3.76611E-4,0,0,0,0.95,0.95,0.95,0,0,0,0,0,0,0,0,0,1.5,0,0,0,null,2954,null,1,null,null,0,0,0,0,null,1,1,1,0,0,0,null,0,0,0,1,0,0,0,0]
["165110210",null,0,1,65,110,21,21.5,0,0,0,0,3333,0,0,0,1.4970000000000001,1.05,1.05,1.05,3333,0,0,0,287,0,0,0,0.49669605349389112,0,0,0,1.2760000000000001E-4,1.7219,4,5.1420100000000005E-4,0,0,0,0.85,0.85,0.85,0,0,0,0,0,0,0,0,0,2.9,0,0,0,null,3333,null,1,null,null,0,0,0,0,null,1,1,1,0,0,0,null,0,0,0,1,0,0,0,0]
["165120100",null,0,1,65,120,10,11.5,0,0,0,0,1453,0,0,0,1.371,1.08,1.08,1.08,1453,0,0,0,125,0,0,0,9.1887014296268596E-2,0,0,0,3.969E-4,1.7345999999999999,2,3.6734700000000002E-4,0,0,0,0.98,0.98,0.98,0,0,0,0,0,0,0,0,0,0.8,0,0,0,null,1453,null,1,null,null,0,0,0,0,null,1,1,1,0,0,0,null,0,0,0,1,0,0,0,0]
["165120110",null,0,1,65,120,11,11.5,0,0,0,0,1852,0,0,0,1.4370000000000001,1.1000000000000001,1.1000000000000001,1.1000000000000001,1852,0,0,0,159,0,0,0,0.25046889925078686,0,0,0,3.969E-4,1.7345999999999999,4,5.7428799999999995E-4,0,0,0,0.95,0.95,0.95,0,0,0,0,0,0,0,0,0,1.6,0,0,0,null,1852,null,1,null,null,0,0,0,0,null,1,1,1,0,0,0,null,0,0,0,1,0,0,0,0]
["165120150",null,0,1,65,120,15,16.5,0,0,0,0,2306,0,0,0,1.355,1.08,1.08,1.08,2306,0,0,0,198,0,0,0,0.21670425513797206,0,0,0,2.0829999999999999E-4,1.724,2,4.6182900000000003E-4,0,0,0,1.01,1.01,1.01,0,0,0,0,0,0,0,0,0,1.2,0,0,0,null,2306,null,1,null,null,0,0,0,0,null,1,1,1,0,0,0,null,0,0,0,1,0,0,0,0]
["165120160",null,0,1,65,120,16,16.5,0,0,0,0,2608,0,0,0,1.47,1.1000000000000001,1.1000000000000001,1.1000000000000001,2608,0,0,0,224,0,0,0,0.7820277109664624,0,0,0,2.0829999999999999E-4,1.724,4,1.392796E-3,0,0,0,0.95,0.95,0.95,0,0,0,0,0,0,0,0,0,2.4,0,0,0,null,2608,null,1,null,null,0,0,0,0,null,1,1,1,0,0,0,null,0,0,0,1,0,0,0,0]
["165120200",null,0,1,65,120,20,21.5,0,0,0,0,3222,0,0,0,1.355,1.08,1.08,1.08,3222,0,0,0,277,0,0,0,0.32560126820030494,0,0,0,1.2760000000000001E-4,1.7219,2,3.76611E-4,0,0,0,0.95,0.95,0.95,0,0,0,0,0,0,0,0,0,1.6,0,0,0,null,3222,null,1,null,null,0,0,0,0,null,1,1,1,0,0,0,null,0,0,0,1,0,0,0,0]
["165120210",null,0,1,65,120,21,21.5,0,0,0,0,3636,0,0,0,1.4970000000000001,1.05,1.05,1.05,3636,0,0,0,313,0,0,0,0.59836597915671141,0,0,0,1.2760000000000001E-4,1.7219,4,5.1420100000000005E-4,0,0,0,0.85,0.85,0.85,0,0,0,0,0,0,0,0,0,3.2,0,0,0,null,3636,null,1,null,null,0,0,0,0,null,1,1,1,0,0,0,null,0,0,0,1,0,0,0,0]
["165140100",null,0,1,65,140,10,11.5,0,0,0,0,1695,0,0,0,1.371,1.08,1.08,1.08,1695,0,0,0,146,0,0,0,0.13222742733038259,0,0,0,3.969E-4,1.7345999999999999,2,3.6734700000000002E-4,0,0,0,0.98,0.98,0.98,0,0,0,0,0,0,0,0,0,0.9,0,0,0,null,1695,null,1,null,null,0,0,0,0,null,1,1,1,0,0,0,null,0,0,0,1,0,0,0,0]
["165140110",null,0,1,65,140,11,11.5,0,0,0,0,2160,0,0,0,1.4370000000000001,1.1000000000000001,1.1000000000000001,1.1000000000000001,2160,0,0,0,186,0,0,0,0.36361651706757825,0,0,0,3.969E-4,1.7345999999999999,4,5.7428799999999995E-4,0,0,0,0.95,0.95,0.95,0,0,0,0,0,0,0,0,0,1.9,0,0,0,null,2160,null,1,null,null,0,0,0,0,null,1,1,1,0,0,0,null,0,0,0,1,0,0,0,0]
["165140150",null,0,1,65,140,15,16.5,0,0,0,0,2691,0,0,0,1.355,1.08,1.08,1.08,2691,0,0,0,231,0,0,0,0.30243375255998406,0,0,0,2.0829999999999999E-4,1.724,2,4.6182900000000003E-4,0,0,0,1.01,1.01,1.01,0,0,0,0,0,0,0,0,0,1.4,0,0,0,null,2691,null,1,null,null,0,0,0,0,null,1,1,1,0,0,0,null,0,0,0,1,0,0,0,0]
["165140160",null,0,1,65,140,16,16.5,0,0,0,0,3042,0,0,0,1.47,1.1000000000000001,1.1000000000000001,1.1000000000000001,3042,0,0,0,262,0,0,0,1.088346166309168,0,0,0,2.0829999999999999E-4,1.724,4,1.392796E-3,0,0,0,0.95,0.95,0.95,0,0,0,0,0,0,0,0,0,2.8,0,0,0,null,3042,null,1,null,null,0,0,0,0,null,1,1,1,0,0,0,null,0,0,0,1,0,0,0,0]
["165140200",null,0,1,65,140,20,21.5,0,0,0,0,3759,0,0,0,1.355,1.08,1.08,1.08,3759,0,0,0,323,0,0,0,0.45077539133965983,0,0,0,1.2760000000000001E-4,1.7219,2,3.76611E-4,0,0,0,0.95,0.95,0.95,0,0,0,0,0,0,0,0,0,1.9,0,0,0,null,3759,null,1,null,null,0,0,0,0,null,1,1,1,0,0,0,null,0,0,0,1,0,0,0,0]
["165140210",null,0,1,65,140,21,21.5,0,0,0,0,4242,0,0,0,1.4970000000000001,1.05,1.05,1.05,4242,0,0,0,365,0,0,0,0.83357612201081421,0,0,0,1.2760000000000001E-4,1.7219,4,5.1420100000000005E-4,0,0,0,0.85,0.85,0.85,0,0,0,0,0,0,0,0,0,3.7,0,0,0,null,4242,null,1,null,null,0,0,0,0,null,1,1,1,0,0,0,null,0,0,0,1,0,0,0,0]
["165160100",null,0,1,65,160,10,11.5,0,0,0,0,1938,0,0,0,1.371,1.08,1.08,1.08,1938,0,0,0,167,0,0,0,0.18161285246568334,0,0,0,3.969E-4,1.7345999999999999,2,3.6734700000000002E-4,0,0,0,0.98,0.98,0.98,0,0,0,0,0,0,0,0,0,1.1000000000000001,0,0,0,null,1938,null,1,null,null,0,0,0,0,null,1,1,1,0,0,0,null,0,0,0,1,0,0,0,0]
["165160110",null,0,1,65,160,11,11.5,0,0,0,0,2469,0,0,0,1.4370000000000001,1.1000000000000001,1.1000000000000001,1.1000000000000001,2469,0,0,0,212,0,0,0,0.49863767449496194,0,0,0,3.969E-4,1.7345999999999999,4,5.7428799999999995E-4,0,0,0,0.95,0.95,0.95,0,0,0,0,0,0,0,0,0,2.1,0,0,0,null,2469,null,1,null,null,0,0,0,0,null,1,1,1,0,0,0,null,0,0,0,1,0,0,0,0]
["165160150",null,0,1,65,160,15,16.5,0,0,0,0,3075,0,0,0,1.355,1.08,1.08,1.08,3075,0,0,0,264,0,0,0,0.40434907426159211,0,0,0,2.0829999999999999E-4,1.724,2,4.6182900000000003E-4,0,0,0,1.01,1.01,1.01,0,0,0,0,0,0,0,0,0,1.6,0,0,0,null,3075,null,1,null,null,0,0,0,0,null,1,1,1,0,0,0,null,0,0,0,1,0,0,0,0]
["165160160",null,0,1,65,160,16,16.5,0,0,0,0,3477,0,0,0,1.47,1.1000000000000001,1.1000000000000001,1.1000000000000001,3477,0,0,0,299,0,0,0,1.4406610733833944,0,0,0,2.0829999999999999E-4,1.724,4,1.392796E-3,0,0,0,0.95,0.95,0.95,0,0,0,0,0,0,0,0,0,3.2,0,0,0,null,3477,null,1,null,null,0,0,0,0,null,1,1,1,0,0,0,null,0,0,0,1,0,0,0,0]
["165160200",null,0,1,65,160,20,21.5,0,0,0,0,4296,0,0,0,1.355,1.08,1.08,1.08,4296,0,0,0,369,0,0,0,0.59835576563605741,0,0,0,1.2760000000000001E-4,1.7219,2,3.76611E-4,0,0,0,0.95,0.95,0.95,0,0,0,0,0,0,0,0,0,2.1,0,0,0,null,4296,null,1,null,null,0,0,0,0,null,1,1,1,0,0,0,null,0,0,0,1,0,0,0,0]
["165160210",null,0,1,65,160,21,21.5,0,0,0,0,4848,0,0,0,1.4970000000000001,1.05,1.05,1.05,4848,0,0,0,417,0,0,0,1.1127993547114892,0,0,0,1.2760000000000001E-4,1.7219,4,5.1420100000000005E-4,0,0,0,0.85,0.85,0.85,0,0,0,0,0,0,0,0,0,4.3,0,0,0,null,4848,null,1,null,null,0,0,0,0,null,1,1,1,0,0,0,null,0,0,0,1,0,0,0,0]
["165180100",null,0,1,65,180,10,11.5,0,0,0,0,2180,0,0,0,1.371,1.08,1.08,1.08,2180,0,0,0,187,0,0,0,0.23828004674711017,0,0,0,3.969E-4,1.7345999999999999,2,3.6734700000000002E-4,0,0,0,0.98,0.98,0.98,0,0,0,0,0,0,0,0,0,1.2,0,0,0,null,2180,null,1,null,null,0,0,0,0,null,1,1,1,0,0,0,null,0,0,0,1,0,0,0,0]
["165180110",null,0,1,65,180,11,11.5,0,0,0,0,2777,0,0,0,1.4370000000000001,1.1000000000000001,1.1000000000000001,1.1000000000000001,2777,0,0,0,239,0,0,0,0.66550841162164376,0,0,0,3.969E-4,1.7345999999999999,4,5.7428799999999995E-4,0,0,0,0.95,0.95,0.95,0,0,0,0,0,0,0,0,0,2.4,0,0,0,null,2777,null,1,null,null,0,0,0,0,null,1,1,1,0,0,0,null,0,0,0,1,0,0,0,0]
["165180150",null,0,1,65,180,15,16.5,0,0,0,0,3460,0,0,0,1.355,1.08,1.08,1.08,3460,0,0,0,298,0,0,0,0.52653063661592514,0,0,0,2.0829999999999999E-4,1.724,2,4.6182900000000003E-4,0,0,0,1.01,1.01,1.01,0,0,0,0,0,0,0,0,0,1.8,0,0,0,null,3460,null,1,null,null,0,0,0,0,null,1,1,1,0,0,0,null,0,0,0,1,0,0,0,0]
["165180160",null,0,1,65,180,16,16.5,0,0,0,0,3911,0,0,0,1.47,1.1000000000000001,1.1000000000000001,1.1000000000000001,3911,0,0,0,336,0,0,0,1.8474727072206838,0,0,0,2.0829999999999999E-4,1.724,4,1.392796E-3,0,0,0,0.95,0.95,0.95,0,0,0,0,0,0,0,0,0,3.6,0,0,0,null,3911,null,1,null,null,0,0,0,0,null,1,1,1,0,0,0,null,0,0,0,1,0,0,0,0]
["165180200",null,0,1,65,180,20,21.5,0,0,0,0,4833,0,0,0,1.355,1.08,1.08,1.08,4833,0,0,0,416,0,0,0,0.77267567107823742,0,0,0,1.2760000000000001E-4,1.7219,2,3.76611E-4,0,0,0,0.95,0.95,0.95,0,0,0,0,0,0,0,0,0,2.4,0,0,0,null,4833,null,1,null,null,0,0,0,0,null,1,1,1,0,0,0,null,0,0,0,1,0,0,0,0]
["165180210",null,0,1,65,180,21,21.5,0,0,0,0,5454,0,0,0,1.4970000000000001,1.05,1.05,1.05,5454,0,0,0,469,0,0,0,1.4377950389979359,0,0,0,1.2760000000000001E-4,1.7219,4,5.1420100000000005E-4,0,0,0,0.85,0.85,0.85,0,0,0,0,0,0,0,0,0,4.8,0,0,0,null,5454,null,1,null,null,0,0,0,0,null,1,1,1,0,0,0,null,0,0,0,1,0,0,0,0]
["165200100",null,0,1,65,200,10,11.5,0,0,0,0,2422,0,0,0,1.371,1.08,1.08,1.08,2422,0,0,0,208,0,0,0,0.30725571802547158,0,0,0,3.969E-4,1.7345999999999999,2,3.6734700000000002E-4,0,0,0,0.98,0.98,0.98,0,0,0,0,0,0,0,0,0,1.3,0,0,0,null,2422,null,1,null,null,0,0,0,0,null,1,1,1,0,0,0,null,0,0,0,1,0,0,0,0]
["165200110",null,0,1,65,200,11,11.5,0,0,0,0,3086,0,0,0,1.4370000000000001,1.1000000000000001,1.1000000000000001,1.1000000000000001,3086,0,0,0,265,0,0,0,0.85644712888601049,0,0,0,3.969E-4,1.7345999999999999,4,5.7428799999999995E-4,0,0,0,0.95,0.95,0.95,0,0,0,0,0,0,0,0,0,2.7,0,0,0,null,3086,null,1,null,null,0,0,0,0,null,1,1,1,0,0,0,null,0,0,0,1,0,0,0,0]
["165200150",null,0,1,65,200,15,16.5,0,0,0,0,3844,0,0,0,1.355,1.08,1.08,1.08,3844,0,0,0,331,0,0,0,0.66324601879617806,0,0,0,2.0829999999999999E-4,1.724,2,4.6182900000000003E-4,0,0,0,1.01,1.01,1.01,0,0,0,0,0,0,0,0,0,2,0,0,0,null,3844,null,1,null,null,0,0,0,0,null,1,1,1,0,0,0,null,0,0,0,{"$f":"IF(SUM(BV258:BX258)=0,1,0)","v":1},0,0,0,0]
[{"$f":"CONCATENATE(D259,E259,F259,G259,C259)","v":"165200160"},null,0,1,65,200,16,{"$f":"IF(G259=10,11.5,IF(G259=11,11.5,IF(G259=15,16.5,IF(G259=16,16.5,IF(G259=20,21.5,IF(G259=21,21.5,))))))","v":16.5},0,0,0,0,4346,0,0,0,1.47,1.1000000000000001,1.1000000000000001,1.1000000000000001,4346,0,0,0,374,0,0,0,2.3224460769592401,0,0,0,2.0829999999999999E-4,1.724,4,1.392796E-3,0,0,0,0.95,0.95,0.95,0,0,0,0,0,0,0,0,0,4,0,0,0,null,4346,null,1,null,null,0,0,0,0,null,1,1,1,0,0,0,null,0,0,0,1,0,0,0,0]
["165200200",null,0,1,65,200,20,21.5,0,0,0,0,5370,0,0,0,1.355,1.08,1.08,1.08,5370,0,0,0,462,0,0,0,0.96763532932957186,0,0,0,1.2760000000000001E-4,1.7219,2,3.76611E-4,0,0,0,0.95,0.95,0.95,0,0,0,0,0,0,0,0,0,2.7,0,0,0,null,5370,null,1,null,null,0,0,0,0,null,1,1,1,0,0,0,null,0,0,0,1,0,0,0,0]
["165200210",null,0,1,65,200,21,21.5,0,0,0,0,6060,0,0,0,1.4970000000000001,1.05,1.05,1.05,6060,0,0,0,521,0,0,0,1.8102601804011813,0,0,0,1.2760000000000001E-4,1.7219,4,5.1420100000000005E-4,0,0,0,0.85,0.85,0.85,0,0,0,0,0,0,0,0,0,5.3,0,0,0,null,6060,null,1,null,null,0,0,0,0,null,1,1,1,0,0,0,null,0,0,0,1,0,0,0,0]
["165220100",null,0,1,65,220,10,11.5,0,0,0,0,2484.840579710145,0,0,0,1.371,1.08,1.08,1.08,2485,0,0,0,214,0,0,0,0.3411833680123702,0,0,0,3.969E-4,1.7345999999999999,2,3.6734700000000002E-4,0,0,0,0.98,0.98,0.98,0,0,0,0,0,0,0,0,0,1.5,0,0,0,null,2484.840579710145,null,1,null,null,0,0,0,0,null,1,1,1,0,0,0,null,0,0,0,1,0,0,0,0]
["165220110",null,0,1,65,220,11,11.5,0,0,0,0,3166.333333333333,0,0,0,1.4370000000000001,1.1000000000000001,1.1000000000000001,1.1000000000000001,3166,0,0,0,272,0,0,0,0.95093996451846208,0,0,0,3.969E-4,1.7345999999999999,4,5.7428799999999995E-4,0,0,0,0.95,0.95,0.95,0,0,0,0,0,0,0,0,0,2.9,0,0,0,null,3166.333333333333,null,1,null,null,0,0,0,0,null,1,1,1,0,0,0,null,0,0,0,1,0,0,0,0]
["165220150",null,0,1,65,220,15,16.5,0,0,0,0,3944.4492753623185,0,0,0,1.355,1.08,1.08,1.08,3944,0,0,0,339,0,0,0,0.71333512784075748,0,0,0,2.0829999999999999E-4,1.724,2,4.6182900000000003E-4,0,0,0,1.01,1.01,1.01,0,0,0,0,0,0,0,0,0,2.2000000000000002,0,0,0,null,3944.4492753623185,null,1,null,null,0,0,0,0,null,1,1,1,0,0,0,null,0,0,0,1,0,0,0,0]
["165220160",null,0,1,65,220,16,16.5,0,0,0,0,4459.2028985507241,0,0,0,1.47,1.1000000000000001,1.1000000000000001,1.1000000000000001,4459,0,0,0,383,0,0,0,2.4791233352665301,0,0,0,2.0829999999999999E-4,1.724,4,1.392796E-3,0,0,0,0.95,0.95,0.95,0,0,0,0,0,0,0,0,0,4.4000000000000004,0,0,0,null,4459.2028985507241,null,1,null,null,0,0,0,0,null,1,1,1,0,0,0,null,0,0,0,1,0,0,0,0]
["165220200",null,0,1,65,220,20,21.5,0,0,0,0,5510.0869565217399,0,0,0,1.355,1.08,1.08,1.08,5510,0,0,0,474,0,0,0,1.037465890921305,0,0,0,{"$f":"IF($G266=$CO$103,CP$103,IF($G266=$CO$104,CP$104,IF($G266=$CO$105,CP$105,IF($G266=$CO$107,CP$107,IF($G266=$CO$108,CP$108,IF($G266=$CO$109,CP$109,IF($G266=$CO$111,CP$111,IF($G266=$CO$112,CP$112,IF($G266=$CO$113,CP$113,IF($G266=$CO$115,CP$115,IF($G266=$CO$116,CP$116,IF($G266=$CO$117,CP$117,IF($G266=$CO$119,CP$119,IF($G266=$CO$120,CP$120,))))))))))))))","v":1.2760000000000001E-4},{"$f":"IF($G266=$CO$103,CQ$103,IF($G266=$CO$104,CQ$104,IF($G266=$CO$105,CQ$105,IF($G266=$CO$107,CQ$107,IF($G266=$CO$108,CQ$108,IF($G266=$CO$109,CQ$109,IF($G266=$CO$111,CQ$111,IF($G266=$CO$112,CQ$112,IF($G266=$CO$113,CQ$113,IF($G266=$CO$115,CQ$115,IF($G266=$CO$116,CQ$116,IF($G266=$CO$117,CQ$117,IF($G266=$CO$119,CQ$119,IF($G266=$CO$120,CQ$120,))))))))))))))","v":1.7219},{"$f":"IF($G266=$CO$103,CR$103,IF($G266=$CO$104,CR$104,IF($G266=$CO$105,CR$105,IF($G266=$CO$107,CR$107,IF($G266=$CO$108,CR$108,IF($G266=$CO$109,CR$109,IF($G266=$CO$111,CR$111,IF($G266=$CO$112,CR$112,IF($G266=$CO$113,CR$113,IF($G266=$CO$115,CR$115,IF($G266=$CO$116,CR$116,IF($G266=$CO$117,CR$117,IF($G266=$CO$119,CR$119,IF($G266=$CO$120,CR$120,))))))))))))))","v":2},{"$f":"IF($G266=$CO$103,CS$103,IF($G266=$CO$104,CS$104,IF($G266=$CO$105,CS$105,IF($G266=$CO$107,CS$107,IF($G266=$CO$108,CS$108,IF($G266=$CO$109,CS$109,IF($G266=$CO$111,CS$111,IF($G266=$CO$112,CS$112,IF($G266=$CO$113,CS$113,IF($G266=$CO$115,CS$115,IF($G266=$CO$116,CS$116,IF($G266=$CO$117,CS$117,IF($G266=$CO$119,CS$119,IF($G266=$CO$120,CS$120,))))))))))))))","v":3.76611E-4},0,0,0,0.95,0.95,0.95,0,0,0,0,0,0,0,0,0,{"$f":"ROUND(IF(G266=10,$CO$92*F266,IF(G266=11,$CO$93*F266,IF(G266=15,$CO$94*F266,IF(G266=16,$CO$95*F266,IF(G266=20,$CO$96*F266,IF(G266=21,$CO$97*F266,)))))),1)","v":2.9},0,0,0,null,5510.0869565217399,null,{"$f":"IF(C266=0,1,IF(G266=10,0.9,IF(G266=11,0.68,IF(G266=15,0.8,IF(G266=16,0.68,IF(G266=20,0.8,IF(G266=21,0.8)))))))","v":1},null,null,0,0,0,0,null,1,1,1,{"$f":"AQ266/BO266","v":0},{"$f":"AR266/BP266","v":0},{"$f":"AS266/BQ266","v":0},null,{"$f":"BR266-AQ266","v":0},{"$f":"BS266-AR266","v":0},{"$f":"BT266-AS266","v":0},1,0,0,0,0]
["165220210",null,0,1,65,220,21,21.5,0,0,0,0,6218.0869565217399,0,0,0,{"$f":"IF(E267=35,IF(G267=10,1.399,IF(G267=11,1.44,IF(G267=15,1.39,IF(G267=16,1.458,IF(G267=20,1.39,IF(G267=21,1.472,1)))))),IF(E267=50,IF(G267=10,1.385,IF(G267=11,1.438,IF(G267=15,1.373,IF(G267=16,1.464,IF(G267=20,1.373,IF(G267=21,1.485,1)))))),IF(E267=65,IF(G267=10,1.371,IF(G267=11,1.437,IF(G267=15,1.355,IF(G267=16,1.47,IF(G267=20,1.355,IF(G267=21,1.497,1)))))),IF(E267=95,IF(G267=10,1.343,IF(G267=11,1.434,IF(G267=15,1.32,IF(G267=16,1.482,IF(G267=20,1.32,IF(G267=21,1.522,1)))))),\"ERROR\"))))","v":1.4970000000000001},1.05,1.05,1.05,{"$f":"ROUND(M267*POWER((($S$1-$S$2)/LN(($S$1-$S$3)/($S$2-$S$3)))/((75-65)/LN((75-20)/(65-20))),Q267),0)","v":6218},{"$f":"ROUND(N267*POWER((($S$1-$S$2)/LN(($S$1-$S$3)/($S$2-$S$3)))/((75-65)/LN((75-20)/(65-20))),R267),0)","v":0},{"$f":"ROUND(O267*POWER((($S$1-$S$2)/LN(($S$1-$S$3)/($S$2-$S$3)))/((75-65)/LN((75-20)/(65-20))),S267),0)","v":0},{"$f":"ROUND(P267*POWER((($S$1-$S$2)/LN(($S$1-$S$3)/($S$2-$S$3)))/((75-65)/LN((75-20)/(65-20))),T267),0)","v":0},{"$f":"ROUND(U267*3600/(4186*ABS($S$1-$S$2)),0)","v":535},{"$f":"ROUND(V267*3600/(4186*ABS($S$1-$S$2)),0)","v":0},{"$f":"ROUND(W267*3600/(4186*ABS($S$1-$S$2)),0)","v":0},{"$f":"ROUND(X267*3600/(4186*ABS($S$1-$S$2)),0)","v":0},{"$f":"(($AG267*(Y267^$AH267)*((($F267-14.4)*$AI267)/100))+($AJ267*(Y267^2)))*0.0098","v":1.9553303091208698},{"$f":"(($AG267*(Z267^$AH267)*((($F267-14.4)*$AI267)/100))+($AJ267*(Z267^2)))*0.0098","v":0},{"$f":"(($AG267*(AA267^$AH267)*((($F267-14.4)*$AI267)/100))+($AJ267*(AA267^2)))*0.0098","v":0},{"$f":"(($AG267*(AB267^$AH267)*((($F267-14.4)*$AI267)/100))+($AJ267*(AB267^2)))*0.0098","v":0},1.2760000000000001E-4,1.7219,4,5.1420100000000005E-4,0,0,0,{"$f":"IF($G267=10,0.98,IF($G267=11,0.95,IF($G267=15,1.01,IF($G267=16,0.95,IF($G267=20,0.95,IF($G267=21,0.85))))))","v":0.85},0.85,0.85,{"$f":"ROUND(AK267*POWER((($AT$1-$AT$2)/LN(($AT$1-$AT$3)/($AT$2-$AT$3)))/((16-18)/LN((16-27)/(18-27))),AN267),0)","v":0},{"$f":"ROUND(AL267*POWER((($AT$1-$AT$2)/LN(($AT$1-$AT$3)/($AT$2-$AT$3)))/((16-18)/LN((16-27)/(18-27))),AO267),0)","v":0},{"$f":"ROUND(AM267*POWER((($AT$1-$AT$2)/LN(($AT$1-$AT$3)/($AT$2-$AT$3)))/((16-18)/LN((16-27)/(18-27))),AP267),0)","v":0},{"$f":"ROUND(AQ267*3600/(4186*ABS($AT$1-$AT$2)),0)","v":0},{"$f":"ROUND(AR267*3600/(4186*ABS($AT$1-$AT$2)),0)","v":0},{"$f":"ROUND(AS267*3600/(4186*ABS($AT$1-$AT$2)),0)","v":0},{"$f":"(($AG267*(AT267^$AH267)*((($F267-14.4)*$AI267)/100))+($AJ267*(AT267^2)))*0.0098","v":0},{"$f":"(($AG267*(AU267^$AH267)*((($F267-14.4)*$AI267)/100))+($AJ267*(AU267^2)))*0.0098","v":0},{"$f":"(($AG267*(AV267^$AH267)*((($F267-14.4)*$AI267)/100))+($AJ267*(AV267^2)))*0.0098","v":0},5.9,0,0,0,null,6218.0869565217399,null,1,null,null,0,0,0,0,null,{"$f":"IF(1/(1+((2258*((0.622/((101325/(1*611*EXP(17.27*((($AT$1+$AT$2)/2)/((($AT$1+$AT$2)/2)+237.3))))))-1)*1000-(0.622/((101325/($AV$1*611*EXP(17.27*($AT$3/($AT$3+237.3))))))-1)*1000))/(1005*((($AT$1+$AT$2)/2)-$AT$3))))>1,1,1/(1+((2258*((0.622/((101325/(1*611*EXP(17.27*((($AT$1+$AT$2)/2)/((($AT$1+$AT$2)/2)+237.3))))))-1)*1000-(0.622/((101325/($AV$1*611*EXP(17.27*($AT$3/($AT$3+237.3))))))-1)*1000))/(1005*((($AT$1+$AT$2)/2)-$AT$3)))))","v":1},1,1,0,0,0,null,0,0,0,1,0,0,0,0]
["165240100",null,0,1,65,240,10,11.5,0,0,0,0,2906,0,0,0,1.371,{"$f":"IF($G268=10,1.08,IF($G268=11,1.1,IF($G268=15,1.08,IF($G268=16,1.1,IF($G268=20,1.08,IF($G268=21,1.05))))))","v":1.08},1.08,1.08,2906,0,0,0,250,0,0,0,0.47836292774361372,0,0,0,3.969E-4,1.7345999999999999,2,3.6734700000000002E-4,0,0,0,0.98,0.98,0.98,0,0,0,0,0,0,0,0,0,1.6,0,0,0,null,2906,null,1,null,null,0,0,0,0,null,1,1,1,0,0,0,null,0,0,0,1,0,0,0,0]
["165240110",null,0,1,65,240,11,11.5,0,0,0,0,3703,0,0,0,1.4370000000000001,1.1000000000000001,1.1000000000000001,1.1000000000000001,3703,0,0,0,318,0,0,0,1.3382875222691011,0,0,0,3.969E-4,1.7345999999999999,4,5.7428799999999995E-4,0,0,0,0.95,0.95,0.95,0,0,0,0,0,0,0,0,0,3.2,0,0,0,null,3703,null,1,null,null,0,0,0,0,null,1,1,1,0,0,0,null,0,0,0,1,0,0,0,0]
["165240150",null,0,1,65,240,15,16.5,0,0,0,0,4613,0,0,0,1.355,1.08,1.08,1.08,4613,0,0,0,397,0,0,0,0.99168154328789915,0,0,0,2.0829999999999999E-4,1.724,2,4.6182900000000003E-4,0,0,0,1.01,1.01,1.01,0,0,0,0,0,0,0,0,0,2.4,0,0,0,null,4613,null,1,null,null,0,0,0,0,null,1,1,1,0,0,0,null,0,0,0,1,0,0,0,0]
["165240160",null,0,1,65,240,16,16.5,0,0,0,0,5215,0,0,0,1.47,1.1000000000000001,1.1000000000000001,1.1000000000000001,5215,0,0,0,448,0,0,0,3.4251634117384206,0,0,0,2.0829999999999999E-4,1.724,4,1.392796E-3,0,0,0,0.95,0.95,0.95,0,0,0,0,0,0,0,0,0,4.8,0,0,0,null,5215,null,1,null,null,0,0,0,0,null,1,1,1,0,0,0,null,0,0,0,1,0,0,0,0]
["165240200",null,0,1,65,240,20,21.5,0,0,0,0,6444,0,0,0,1.355,1.08,1.08,1.08,6444,0,0,0,554,0,0,0,1.4316407619894984,0,0,0,1.2760000000000001E-4,1.7219,2,3.76611E-4,0,0,0,0.95,0.95,0.95,0,0,0,0,0,0,0,0,0,3.2,0,0,0,null,6444,null,1,null,null,0,0,0,0,null,1,1,1,0,0,0,null,0,0,0,1,0,0,0,0]
["165240210",null,0,1,65,240,21,21.5,0,0,0,0,7272,0,0,0,1.4970000000000001,1.05,1.05,1.05,7272,0,0,0,625,0,0,0,2.704127198158333,0,0,0,1.2760000000000001E-4,1.7219,4,5.1420100000000005E-4,0,0,0,0.85,0.85,0.85,0,0,0,0,0,0,0,0,0,6.4,0,0,0,null,7272,null,1,null,null,0,0,0,0,null,1,1,1,0,0,0,null,0,0,0,1,0,0,0,0]
["165260100",null,0,1,65,260,10,11.5,0,0,0,0,{"$f":"BE274*BG274","v":3009.9887640449438},0,0,0,1.371,1.08,1.08,1.08,3010,0,0,0,259,0,0,0,0.53476681585537222,0,0,0,3.969E-4,1.7345999999999999,2,3.6734700000000002E-4,0,0,0,0.98,0.98,0.98,0,0,0,0,0,0,0,0,0,1.7,0,0,0,null,3009.9887640449438,null,1,null,null,0,0,0,0,null,1,1,1,0,0,0,null,0,0,0,1,0,0,0,0]
["165260110",null,0,1,65,260,11,11.5,0,0,0,0,3834.6067415730336,0,0,0,1.4370000000000001,1.1000000000000001,1.1000000000000001,1.1000000000000001,3835,0,0,0,330,0,0,0,1.5058060016024577,0,0,0,3.969E-4,1.7345999999999999,4,5.7428799999999995E-4,0,0,0,0.95,0.95,0.95,0,0,0,0,0,0,0,0,0,3.5,0,0,0,null,3834.6067415730336,null,1,null,null,0,0,0,0,null,1,1,1,0,0,0,null,0,0,0,1,0,0,0,0]
["165260150",null,0,1,65,260,15,16.5,0,0,0,0,4777.2808988764045,0,0,0,1.355,1.08,1.08,1.08,4777,0,0,0,411,0,0,0,1.0862132299336993,0,0,0,2.0829999999999999E-4,1.724,2,4.6182900000000003E-4,0,0,0,1.01,1.01,1.01,0,0,0,0,0,0,0,0,0,2.6,0,0,0,null,4777.2808988764045,null,1,null,null,0,0,0,0,null,1,1,1,0,0,0,null,0,0,0,1,0,0,0,0]
["165260160",null,0,1,65,260,16,16.5,0,0,0,0,5400.4044943820218,0,0,0,1.47,1.1000000000000001,1.1000000000000001,1.1000000000000001,5400,0,0,0,464,0,0,0,3.7316751087286186,0,0,0,2.0829999999999999E-4,1.724,4,1.392796E-3,0,0,0,0.95,0.95,0.95,0,0,0,0,0,0,0,0,0,5.2,0,0,0,null,5400.4044943820218,null,1,null,null,0,0,0,0,null,1,1,1,0,0,0,null,0,0,0,1,0,0,0,0]
["165260200",null,0,1,65,260,20,21.5,0,0,0,0,6673.2808988764045,0,0,0,1.355,1.08,1.08,1.08,6673,0,0,0,574,0,0,0,1.5618901093743291,0,0,0,1.2760000000000001E-4,1.7219,2,3.76611E-4,0,0,0,0.95,0.95,0.95,0,0,0,0,0,0,0,0,0,3.5,0,0,0,null,6673.2808988764045,null,1,null,null,0,0,0,0,null,1,1,1,0,0,0,null,0,0,0,1,0,0,0,0]
["165260210",null,0,1,65,260,21,21.5,0,0,0,0,7530.7415730337079,0,0,0,1.4970000000000001,1.05,1.05,1.05,7531,0,0,0,648,0,0,0,2.9683139072055957,0,0,0,1.2760000000000001E-4,1.7219,4,5.1420100000000005E-4,0,0,0,0.85,0.85,0.85,0,0,0,0,0,0,0,0,0,6.9,0,0,0,null,7530.7415730337079,null,1,null,null,0,0,0,0,null,1,1,1,0,0,0,null,0,0,0,1,0,0,0,0]
["165280100",null,0,1,65,280,10,11.5,0,0,0,0,3391,0,0,0,1.371,1.08,1.08,1.08,3391,0,0,0,292,0,0,0,0.69744802061985678,0,0,0,3.969E-4,1.7345999999999999,2,3.6734700000000002E-4,0,0,0,0.98,0.98,0.98,0,0,0,0,0,0,0,0,0,1.9,0,0,0,null,3391,null,1,null,null,0,0,0,0,null,1,1,1,0,0,0,null,0,0,0,1,0,{"$f":"ROUND(IF($C266=0,0,IF($C266=10,IF($G266=10,2539,IF($G266=11,3445,IF($G266=15,2539*1.3,IF($G266=16,3445*1.3,IF($G266=20,(2539*1.45),IF($G266=21,(3445*1.55))))))),IF($C266=15,IF($G266=10,0,IF($G266=11,0,IF($G266=15,3238,IF($G266=16,4735,IF($G266=20,4062,IF($G266=21,6098))))))))),0)","v":0},{"$f":"ROUND(IF($C266=0,0,IF($C266=10,IF($G266=10,352,IF($G266=11,577,IF($G266=15,442*1.15,IF($G266=16,725*1.15,IF($G266=20,(352*1.3),IF($G266=21,(577*1.3))))))),IF($C266=15,IF($G266=10,0,IF($G266=11,0,IF($G266=15,442,IF($G266=16,725,IF($G266=20,502,IF($G266=21,791))))))))),0)","v":0},0]
["165280110",null,0,1,65,280,11,11.5,0,0,0,0,4320,0,0,0,1.4370000000000001,1.1000000000000001,1.1000000000000001,1.1000000000000001,4320,0,0,0,372,0,0,0,1.9674920063604242,0,0,0,3.969E-4,1.7345999999999999,4,5.7428799999999995E-4,0,0,0,0.95,0.95,0.95,0,0,0,0,0,0,0,0,0,3.7,0,0,0,null,4320,null,1,null,null,0,0,0,0,null,1,1,1,0,0,0,null,0,0,0,1,{"$f":"ROUND(IF($C267=0,0,IF($C267=10,IF($G267=10,1127,IF($G267=11,2263,\"UNDEFINED\")),IF($C267=15,IF($G267=10,\"NOT POSSIBLE\",IF($G267=11,\"NOT POSSIBLE\",IF($G267=15,1615,IF($G267=16,3238,IF($G267=20,2298,IF($G267=21,2489)))))),\"ERROR\"))),0)","v":0},0,0,{"$f":"ROUND(IF($C267=0,0,IF($C267=10,IF($G267=10,62,IF($G267=11,50,\"UNDEFINED\")),IF($C267=15,IF($G267=10,\"NOT POSSIBLE\",IF($G267=11,\"NOT POSSIBLE\",IF($G267=15,63,IF($G267=16,75,IF($G267=20,78,IF($G267=21,92)))))),\"ERROR\"))),0)","v":0}]
["165280150",null,0,1,65,280,15,16.5,0,0,0,0,5382,0,0,0,1.355,1.08,1.08,1.08,5382,0,0,0,463,0,0,0,1.3974215793225746,0,0,0,2.0829999999999999E-4,1.724,2,4.6182900000000003E-4,0,0,0,1.01,1.01,1.01,0,0,0,0,0,0,0,0,0,2.8,0,0,0,null,5382,null,1,null,null,0,0,0,0,null,1,1,1,0,0,0,null,0,0,0,1,0,0,0,0]
["165280160",null,0,1,65,280,16,16.5,0,0,0,0,6084,0,0,0,1.47,1.1000000000000001,1.1000000000000001,1.1000000000000001,6084,0,0,0,523,0,0,0,4.7876518691623913,0,0,0,2.0829999999999999E-4,1.724,4,1.392796E-3,0,0,0,0.95,0.95,0.95,0,0,0,0,0,0,0,0,0,5.6,0,0,0,null,6084,null,1,null,null,0,0,0,0,null,1,1,1,0,0,0,null,0,0,0,1,0,0,0,0]
["165280200",null,0,1,65,280,20,21.5,0,0,0,0,7518,0,0,0,1.355,1.08,1.08,1.08,7518,0,0,0,647,0,0,0,2.0046508351532051,0,0,0,1.2760000000000001E-4,1.7219,2,3.76611E-4,0,0,0,0.95,0.95,0.95,0,0,0,0,0,0,0,0,0,3.7,0,0,0,null,7518,null,1,null,null,0,0,0,0,null,1,1,1,0,0,0,null,0,0,0,1,0,0,0,0]
["165280210",null,0,1,65,280,21,21.5,0,0,0,0,8484,0,0,0,1.4970000000000001,1.05,1.05,1.05,8484,0,0,0,730,0,0,0,3.8170452588806048,0,0,0,1.2760000000000001E-4,1.7219,4,5.1420100000000005E-4,0,0,0,0.85,0.85,0.85,0,0,0,0,0,0,0,0,0,7.5,0,0,0,null,8484,null,1,null,null,0,0,0,0,null,1,1,1,0,0,0,null,0,0,0,1,0,0,0,0]
[{"$f":"CONCATENATE(D286,E286,F286,G286,C286)","v":"19560100"},null,0,1,95,60,10,{"$f":"IF(G286=10,11.5,IF(G286=11,11.5,IF(G286=15,16.5,IF(G286=16,16.5,IF(G286=20,21.5,IF(G286=21,21.5,))))))","v":11.5},0,0,0,0,836,0,0,0,1.343,1.08,1.08,1.08,836,0,0,0,72,0,0,0,2.4572994832794695E-2,0,0,0,3.969E-4,1.7345999999999999,2,3.6734700000000002E-4,0,0,0,0.98,0.98,0.98,0,0,0,0,0,0,0,0,0,0.4,0,0,0,null,836,null,1,null,null,0,0,0,0,null,1,1,1,0,0,0,null,0,0,0,{"$f":"IF(SUM(BV286:BX286)=0,1,0)","v":1},0,0,0,0]
["19560110",null,0,1,95,60,11,11.5,0,0,0,0,1078,0,0,0,1.4339999999999999,1.1000000000000001,1.1000000000000001,1.1000000000000001,1078,0,0,0,93,0,0,0,6.7104100736582503E-2,0,0,0,3.969E-4,1.7345999999999999,4,5.7428799999999995E-4,0,0,0,0.95,0.95,0.95,0,0,0,0,0,0,0,0,0,0.8,0,0,0,null,1078,null,1,null,null,0,0,0,0,null,1,1,1,0,0,0,null,0,0,0,1,0,0,0,0]
["19560150",null,0,1,95,60,15,16.5,0,0,0,0,1288,0,0,0,1.32,1.08,1.08,1.08,1288,0,0,0,111,0,0,0,6.2016315595146435E-2,0,0,0,2.0829999999999999E-4,1.724,2,4.6182900000000003E-4,0,0,0,1.01,1.01,1.01,0,0,0,0,0,0,0,0,0,0.6,0,0,0,null,1288,null,1,null,null,0,0,0,0,null,1,1,1,0,0,0,null,0,0,0,1,0,0,0,0]
["19560160",null,0,1,95,60,16,16.5,0,0,0,0,1606,0,0,0,1.482,1.1000000000000001,1.1000000000000001,1.1000000000000001,1606,0,0,0,138,0,0,0,0.27814004110217883,0,0,0,2.0829999999999999E-4,1.724,4,1.392796E-3,0,0,0,0.95,0.95,0.95,0,0,0,0,0,0,0,0,0,1.2,0,0,0,null,1606,null,1,null,null,0,0,0,0,null,1,1,1,0,0,0,null,0,0,0,1,0,0,0,0]
["19560200",null,0,1,95,60,20,21.5,0,0,0,0,1795,0,0,0,1.32,1.08,1.08,1.08,1795,0,0,0,154,0,0,0,9.4195161243647199E-2,0,0,0,1.2760000000000001E-4,1.7219,2,3.76611E-4,0,0,0,0.95,0.95,0.95,0,0,0,0,0,0,0,0,0,0.8,0,0,0,null,1795,null,1,null,null,0,0,0,0,null,1,1,1,0,0,0,null,0,0,0,1,0,0,0,0]
["19560210",null,0,1,95,60,21,21.5,0,0,0,0,2352,0,0,0,1.522,1.05,1.05,1.05,2352,0,0,0,202,0,0,0,0.22688429909069635,0,0,0,1.2760000000000001E-4,1.7219,4,5.1420100000000005E-4,0,0,0,0.85,0.85,0.85,0,0,0,0,0,0,0,0,0,1.6,0,0,0,null,2352,null,1,null,null,0,0,0,0,null,1,1,1,0,0,0,null,0,0,0,1,0,0,0,0]
["19570100",null,0,1,95,70,10,11.5,0,0,0,0,975,0,0,0,1.343,1.08,1.08,1.08,975,0,0,0,84,0,0,0,3.4817612073791394E-2,0,0,0,3.969E-4,1.7345999999999999,2,3.6734700000000002E-4,0,0,0,0.98,0.98,0.98,0,0,0,0,0,0,0,0,0,0.5,0,0,0,null,975,null,1,null,null,0,0,0,0,null,1,1,1,0,0,0,null,0,0,0,1,0,0,0,0]
["19570110",null,0,1,95,70,11,11.5,0,0,0,0,1257,0,0,0,1.4339999999999999,1.1000000000000001,1.1000000000000001,1.1000000000000001,1257,0,0,0,108,0,0,0,9.4767092758545599E-2,0,0,0,3.969E-4,1.7345999999999999,4,5.7428799999999995E-4,0,0,0,0.95,0.95,0.95,0,0,0,0,0,0,0,0,0,0.9,0,0,0,null,1257,null,1,null,null,0,0,0,0,null,1,1,1,0,0,0,null,0,0,0,1,0,0,0,0]
["19570150",null,0,1,95,70,15,16.5,0,0,0,0,1502,0,0,0,1.32,1.08,1.08,1.08,1502,0,0,0,129,0,0,0,8.5194081378701519E-2,0,0,0,2.0829999999999999E-4,1.724,2,4.6182900000000003E-4,0,0,0,1.01,1.01,1.01,0,0,0,0,0,0,0,0,0,0.7,0,0,0,null,1502,null,1,null,null,0,0,0,0,null,1,1,1,0,0,0,null,0,0,0,1,0,0,0,0]
["19570160",null,0,1,95,70,16,16.5,0,0,0,0,1874,0,0,0,1.482,1.1000000000000001,1.1000000000000001,1.1000000000000001,1874,0,0,0,161,0,0,0,0.38275407646898751,0,0,0,2.0829999999999999E-4,1.724,4,1.392796E-3,0,0,0,0.95,0.95,0.95,0,0,0,0,0,0,0,0,0,1.4,0,0,0,null,1874,null,1,null,null,0,0,0,0,null,1,1,1,0,0,0,null,0,0,0,1,0,0,0,0]
["19570200",null,0,1,95,70,20,21.5,0,0,0,0,2094,0,0,0,1.32,1.08,1.08,1.08,2094,0,0,0,180,0,0,0,0.13021157365686251,0,0,0,1.2760000000000001E-4,1.7219,2,3.76611E-4,0,0,0,0.95,0.95,0.95,0,0,0,0,0,0,0,0,0,0.9,0,0,0,null,2094,null,1,null,null,0,0,0,0,null,1,1,1,0,0,0,null,0,0,0,1,0,0,0,0]
["19570210",null,0,1,95,70,21,21.5,0,0,0,0,2744,0,0,0,1.522,1.05,1.05,1.05,2744,0,0,0,236,0,0,0,0.31455606053281199,0,0,0,1.2760000000000001E-4,1.7219,4,5.1420100000000005E-4,0,0,0,0.85,0.85,0.85,0,0,0,0,0,0,0,0,0,1.9,0,0,0,null,2744,null,1,null,null,0,0,0,0,null,1,1,1,0,0,0,null,0,0,0,1,0,0,0,0]
["19580100",null,0,1,95,80,10,11.5,0,0,0,0,1114,0,0,0,1.343,1.08,1.08,1.08,1114,0,0,0,96,0,0,0,4.7182785386202908E-2,0,0,0,3.969E-4,1.7345999999999999,2,3.6734700000000002E-4,0,0,0,0.98,0.98,0.98,0,0,0,0,0,0,0,0,0,0.5,0,0,0,null,1114,null,1,null,null,0,0,0,0,null,1,1,1,0,0,0,null,0,0,0,1,0,0,0,0]
["19580110",null,0,1,95,80,11,11.5,0,0,0,0,1437,0,0,0,1.4339999999999999,1.1000000000000001,1.1000000000000001,1.1000000000000001,1437,0,0,0,124,0,0,0,0.13020014487008216,0,0,0,3.969E-4,1.7345999999999999,4,5.7428799999999995E-4,0,0,0,0.95,0.95,0.95,0,0,0,0,0,0,0,0,0,1.1000000000000001,0,0,0,null,1437,null,1,null,null,0,0,0,0,null,1,1,1,0,0,0,null,0,0,0,1,0,0,0,0]
["19580150",null,0,1,95,80,15,16.5,0,0,0,0,1717,0,0,0,1.32,1.08,1.08,1.08,1717,0,0,0,148,0,0,0,0.11390583968782411,0,0,0,2.0829999999999999E-4,1.724,2,4.6182900000000003E-4,0,0,0,1.01,1.01,1.01,0,0,0,0,0,0,0,0,0,0.8,0,0,0,null,1717,null,1,null,null,0,0,0,0,null,1,1,1,0,0,0,null,0,0,0,1,0,0,0,0]
["19580160",null,0,1,95,80,16,16.5,0,0,0,0,2142,0,0,0,1.482,1.1000000000000001,1.1000000000000001,1.1000000000000001,2142,0,0,0,184,0,0,0,0.50510982133090043,0,0,0,2.0829999999999999E-4,1.724,4,1.392796E-3,0,0,0,0.95,0.95,0.95,0,0,0,0,0,0,0,0,0,1.6,0,0,0,null,2142,null,1,null,null,0,0,0,0,null,1,1,1,0,0,0,null,0,0,0,1,0,0,0,0]
["19580200",null,0,1,95,80,20,21.5,0,0,0,0,2394,0,0,0,1.32,1.08,1.08,1.08,2394,0,0,0,206,0,0,0,0.1724441680416961,0,0,0,1.2760000000000001E-4,1.7219,2,3.76611E-4,0,0,0,0.95,0.95,0.95,0,0,0,0,0,0,0,0,0,1.1000000000000001,0,0,0,null,2394,null,1,null,null,0,0,0,0,null,1,1,1,0,0,0,null,0,0,0,1,0,0,0,0]
["19580210",null,0,1,95,80,21,21.5,0,0,0,0,3136,0,0,0,1.522,1.05,1.05,1.05,3136,0,0,0,270,0,0,0,0.41777582728446316,0,0,0,1.2760000000000001E-4,1.7219,4,5.1420100000000005E-4,0,0,0,0.85,0.85,0.85,0,0,0,0,0,0,0,0,0,2.1,0,0,0,null,3136,null,1,null,null,0,0,0,0,null,1,1,1,0,0,0,null,0,0,0,1,0,0,0,0]
["19590100",null,0,1,95,90,10,11.5,0,0,0,0,1254,0,0,0,1.343,1.08,1.08,1.08,1254,0,0,0,108,0,0,0,6.1789067655431372E-2,0,0,0,3.969E-4,1.7345999999999999,2,3.6734700000000002E-4,0,0,0,0.98,0.98,0.98,0,0,0,0,0,0,0,0,0,0.6,0,0,0,null,1254,null,1,null,null,0,0,0,0,null,1,1,1,0,0,0,null,0,0,0,1,0,0,0,0]
["19590110",null,0,1,95,90,11,11.5,0,0,0,0,1616,0,0,0,1.4339999999999999,1.1000000000000001,1.1000000000000001,1.1000000000000001,1616,0,0,0,139,0,0,0,0.17008165672135647,0,0,0,3.969E-4,1.7345999999999999,4,5.7428799999999995E-4,0,0,0,0.95,0.95,0.95,0,0,0,0,0,0,0,0,0,1.2,0,0,0,null,1616,null,1,null,null,0,0,0,0,null,1,1,1,0,0,0,null,0,0,0,1,0,0,0,0]
["19590150",null,0,1,95,90,15,16.5,0,0,0,0,1931,0,0,0,1.32,1.08,1.08,1.08,1931,0,0,0,166,0,0,0,0.14546232459842992,0,0,0,2.0829999999999999E-4,1.724,2,4.6182900000000003E-4,0,0,0,1.01,1.01,1.01,0,0,0,0,0,0,0,0,0,0.9,0,0,0,null,1931,null,1,null,null,0,0,0,0,null,1,1,1,0,0,0,null,0,0,0,1,0,0,0,0]
["19590160",null,0,1,95,90,16,16.5,0,0,0,0,2409,0,0,0,1.482,1.1000000000000001,1.1000000000000001,1.1000000000000001,2409,0,0,0,207,0,0,0,0.6455689498982059,0,0,0,2.0829999999999999E-4,1.724,4,1.392796E-3,0,0,0,0.95,0.95,0.95,0,0,0,0,0,0,0,0,0,1.8,0,0,0,null,2409,null,1,null,null,0,0,0,0,null,1,1,1,0,0,0,null,0,0,0,1,0,0,0,0]
["19590200",null,0,1,95,90,20,21.5,0,0,0,0,2693,0,0,0,1.32,1.08,1.08,1.08,2693,0,0,0,232,0,0,0,0.22102792434173174,0,0,0,1.2760000000000001E-4,1.7219,2,3.76611E-4,0,0,0,0.95,0.95,0.95,0,0,0,0,0,0,0,0,0,1.2,0,0,0,null,2693,null,1,null,null,0,0,0,0,null,1,1,1,0,0,0,null,0,0,0,1,0,0,0,0]
["19590210",null,0,1,95,90,21,21.5,0,0,0,0,3528,0,0,0,1.522,1.05,1.05,1.05,3528,0,0,0,303,0,0,0,0.53350986182132909,0,0,0,1.2760000000000001E-4,1.7219,4,5.1420100000000005E-4,0,0,0,0.85,0.85,0.85,0,0,0,0,0,0,0,0,0,2.4,0,0,0,null,3528,null,1,null,null,0,0,0,0,null,1,1,1,0,0,0,null,0,0,0,1,0,0,0,0]
["195100100",null,0,1,95,100,10,11.5,0,0,0,0,1393,0,0,0,{"$f":"IF(E310=35,IF(G310=10,1.399,IF(G310=11,1.44,IF(G310=15,1.39,IF(G310=16,1.458,IF(G310=20,1.39,IF(G310=21,1.472,1)))))),IF(E310=50,IF(G310=10,1.385,IF(G310=11,1.438,IF(G310=15,1.373,IF(G310=16,1.464,IF(G310=20,1.373,IF(G310=21,1.485,1)))))),IF(E310=65,IF(G310=10,1.371,IF(G310=11,1.437,IF(G310=15,1.355,IF(G310=16,1.47,IF(G310=20,1.355,IF(G310=21,1.497,1)))))),IF(E310=95,IF(G310=10,1.343,IF(G310=11,1.434,IF(G310=15,1.32,IF(G310=16,1.482,IF(G310=20,1.32,IF(G310=21,1.522,1)))))),\"ERROR\"))))","v":1.343},1.08,1.08,1.08,1393,0,0,0,120,0,0,0,7.8752798746474187E-2,0,0,0,3.969E-4,1.7345999999999999,2,3.6734700000000002E-4,0,0,0,0.98,0.98,0.98,0,0,0,0,0,0,0,0,0,0.7,0,0,0,null,1393,null,1,null,null,0,0,0,0,null,1,1,1,0,0,0,null,0,0,0,1,0,0,0,0]
["195100110",null,0,1,95,100,11,11.5,0,0,0,0,1796,0,0,0,1.4339999999999999,1.1000000000000001,1.1000000000000001,1.1000000000000001,1796,0,0,0,154,0,0,0,0.21644289597218058,0,0,0,3.969E-4,1.7345999999999999,4,5.7428799999999995E-4,0,0,0,0.95,0.95,0.95,0,0,0,0,0,0,0,0,0,1.3,0,0,0,null,1796,null,1,null,null,0,0,0,0,null,1,1,1,0,0,0,null,0,0,0,1,0,0,0,0]
["195100150",null,0,1,95,100,15,16.5,0,0,0,0,2146,0,0,0,1.32,1.08,1.08,1.08,2146,0,0,0,185,0,0,0,0.18321518603909215,0,0,0,2.0829999999999999E-4,1.724,2,4.6182900000000003E-4,0,0,0,1.01,1.01,1.01,0,0,0,0,0,0,0,0,0,1,0,0,0,null,2146,null,1,null,null,0,0,0,0,null,1,1,1,0,0,0,null,0,0,0,1,0,0,0,0]
["195100160",null,0,1,95,100,16,16.5,0,0,0,0,2677,0,0,0,1.482,1.1000000000000001,1.1000000000000001,1.1000000000000001,2677,0,0,0,230,0,0,0,0.80447999813987203,0,0,0,2.0829999999999999E-4,1.724,4,1.392796E-3,0,0,0,0.95,0.95,0.95,0,0,0,0,0,0,0,0,0,2,0,0,0,null,2677,null,1,null,null,0,0,0,0,null,1,1,1,0,0,0,null,0,0,0,1,0,0,0,0]
["195100200",null,0,1,95,100,20,21.5,0,0,0,0,2992,0,0,0,1.32,1.08,1.08,1.08,2992,0,0,0,257,0,0,0,0.2739893571242964,0,0,0,1.2760000000000001E-4,1.7219,2,3.76611E-4,0,0,0,0.95,0.95,0.95,0,0,0,0,0,0,0,0,0,1.3,0,0,0,null,2992,null,1,null,null,0,0,0,0,null,1,1,1,0,0,0,null,0,0,0,1,0,0,0,0]
["195100210",null,0,1,95,100,21,21.5,0,0,0,0,3920,0,0,0,1.522,1.05,1.05,1.05,3920,0,0,0,337,0,0,0,0.66866227086254926,0,0,0,1.2760000000000001E-4,1.7219,4,5.1420100000000005E-4,0,0,0,0.85,0.85,0.85,0,0,0,0,0,0,0,0,0,2.7,0,0,0,null,3920,null,1,null,null,0,0,0,0,null,1,1,1,0,0,0,null,0,0,0,1,0,0,0,0]
["195110100",null,0,1,95,110,10,11.5,0,0,0,0,1532,0,0,0,1.343,1.08,1.08,1.08,1532,0,0,0,132,0,0,0,9.8186726631450671E-2,0,0,0,3.969E-4,1.7345999999999999,2,3.6734700000000002E-4,0,0,0,0.98,0.98,0.98,0,0,0,0,0,0,0,0,0,0.7,0,0,0,null,1532,null,1,null,null,0,0,0,0,null,1,1,1,0,0,0,null,0,0,0,1,0,0,0,0]
["195110110",null,0,1,95,110,11,11.5,0,0,0,0,1976,0,0,0,1.4339999999999999,1.1000000000000001,1.1000000000000001,1.1000000000000001,1976,0,0,0,170,0,0,0,0.2726420140775172,0,0,0,3.969E-4,1.7345999999999999,4,5.7428799999999995E-4,0,0,0,0.95,0.95,0.95,0,0,0,0,0,0,0,0,0,1.5,0,0,0,null,1976,null,1,null,null,0,0,0,0,null,1,1,1,0,0,0,null,0,0,0,1,0,0,0,0]
["195110150",null,0,1,95,110,15,16.5,0,0,0,0,2361,0,0,0,1.32,1.08,1.08,1.08,2361,0,0,0,203,0,0,0,0.22362183952594344,0,0,0,2.0829999999999999E-4,1.724,2,4.6182900000000003E-4,0,0,0,1.01,1.01,1.01,0,0,0,0,0,0,0,0,0,1.1000000000000001,0,0,0,null,2361,null,1,null,null,0,0,0,0,null,1,1,1,0,0,0,null,0,0,0,1,0,0,0,0]
["195110160",null,0,1,95,110,16,16.5,0,0,0,0,2945,0,0,0,1.482,1.1000000000000001,1.1000000000000001,1.1000000000000001,2945,0,0,0,253,0,0,0,0.98218031611552414,0,0,0,2.0829999999999999E-4,1.724,4,1.392796E-3,0,0,0,0.95,0.95,0.95,0,0,0,0,0,0,0,0,0,2.2000000000000002,0,0,0,null,2945,null,1,null,null,0,0,0,0,null,1,1,1,0,0,0,null,0,0,0,1,0,0,0,0]
["195110200",null,0,1,95,110,20,21.5,0,0,0,0,3291,0,0,0,1.32,1.08,1.08,1.08,3291,0,0,0,283,0,0,0,0.335429336621695,0,0,0,1.2760000000000001E-4,1.7219,2,3.76611E-4,0,0,0,0.95,0.95,0.95,0,0,0,0,0,0,0,0,0,1.5,0,0,0,null,3291,null,1,null,null,0,0,0,0,null,1,1,1,0,0,0,null,0,0,0,1,0,0,0,0]
["195110210",null,0,1,95,110,21,21.5,0,0,0,0,4312,0,0,0,1.522,1.05,1.05,1.05,4312,0,0,0,371,0,0,0,0.82059515619517531,0,0,0,1.2760000000000001E-4,1.7219,4,5.1420100000000005E-4,0,0,0,0.85,0.85,0.85,0,0,0,0,0,0,0,0,0,2.9,0,0,0,null,4312,null,1,null,null,0,0,0,0,null,1,1,1,0,0,0,null,0,0,0,1,0,0,0,0]
["195120100",null,0,1,95,120,10,11.5,0,0,0,0,1672,0,0,0,1.343,1.08,1.08,1.08,1672,0,0,0,144,0,0,0,0.1202004815021598,0,0,0,3.969E-4,1.7345999999999999,2,3.6734700000000002E-4,0,0,0,0.98,0.98,0.98,0,0,0,0,0,0,0,0,0,0.8,0,0,0,null,1672,null,1,null,null,0,0,0,0,null,1,1,1,0,0,0,null,0,0,0,1,0,0,0,0]
["195120110",null,0,1,95,120,11,11.5,0,0,0,0,2155,0,0,0,1.4339999999999999,1.1000000000000001,1.1000000000000001,1.1000000000000001,2155,0,0,0,185,0,0,0,0.33331034125454057,0,0,0,3.969E-4,1.7345999999999999,4,5.7428799999999995E-4,0,0,0,0.95,0.95,0.95,0,0,0,0,0,0,0,0,0,1.6,0,0,0,null,2155,null,1,null,null,0,0,0,0,null,1,1,1,0,0,0,null,0,0,0,1,0,0,0,0]
["195120150",null,0,1,95,120,15,16.5,0,0,0,0,2575,0,0,0,1.32,1.08,1.08,1.08,2575,0,0,0,221,0,0,0,0.26851217254567855,0,0,0,2.0829999999999999E-4,1.724,2,4.6182900000000003E-4,0,0,0,1.01,1.01,1.01,0,0,0,0,0,0,0,0,0,1.2,0,0,0,null,2575,null,1,null,null,0,0,0,0,null,1,1,1,0,0,0,null,0,0,0,1,0,0,0,0]
["195120160",null,0,1,95,120,16,16.5,0,0,0,0,3212,0,0,0,1.482,1.1000000000000001,1.1000000000000001,1.1000000000000001,3212,0,0,0,276,0,0,0,1.1789975562427089,0,0,0,2.0829999999999999E-4,1.724,4,1.392796E-3,0,0,0,0.95,0.95,0.95,0,0,0,0,0,0,0,0,0,2.4,0,0,0,null,3212,null,1,null,null,0,0,0,0,null,1,1,1,0,0,0,null,0,0,0,1,0,0,0,0]
["195120200",null,0,1,95,120,20,21.5,0,0,0,0,3590,0,0,0,1.32,1.08,1.08,1.08,3590,0,0,0,309,0,0,0,0.40359541905481933,0,0,0,1.2760000000000001E-4,1.7219,2,3.76611E-4,0,0,0,0.95,0.95,0.95,0,0,0,0,0,0,0,0,0,1.6,0,0,0,null,3590,null,1,null,null,0,0,0,0,null,1,1,1,0,0,0,null,0,0,0,1,0,0,0,0]
["195120210",null,0,1,95,120,21,21.5,0,0,0,0,4704,0,0,0,1.522,1.05,1.05,1.05,4704,0,0,0,405,0,0,0,0.98969621480704806,0,0,0,1.2760000000000001E-4,1.7219,4,5.1420100000000005E-4,0,0,0,0.85,0.85,0.85,0,0,0,0,0,0,0,0,0,3.2,0,0,0,null,4704,null,1,null,null,0,0,0,0,null,1,1,1,0,0,0,null,0,0,0,1,0,0,0,0]
["195140100",null,0,1,95,140,10,11.5,0,0,0,0,1950,0,0,0,1.343,1.08,1.08,1.08,1950,0,0,0,168,0,0,0,0.17239256655822424,0,0,0,3.969E-4,1.7345999999999999,2,3.6734700000000002E-4,0,0,0,0.98,0.98,0.98,0,0,0,0,0,0,0,0,0,0.9,0,0,0,null,1950,null,1,null,null,0,0,0,0,null,1,1,1,0,0,0,null,0,0,0,1,0,0,0,0]
["195140110",null,0,1,95,140,11,11.5,0,0,0,0,2514,0,0,0,1.4339999999999999,1.1000000000000001,1.1000000000000001,1.1000000000000001,2514,0,0,0,216,0,0,0,0.48150849511107319,0,0,0,3.969E-4,1.7345999999999999,4,5.7428799999999995E-4,0,0,0,0.95,0.95,0.95,0,0,0,0,0,0,0,0,0,1.9,0,0,0,null,2514,null,1,null,null,0,0,0,0,null,1,1,1,0,0,0,null,0,0,0,1,0,0,0,0]
["195140150",null,0,1,95,140,15,16.5,0,0,0,0,3004,0,0,0,1.32,1.08,1.08,1.08,3004,0,0,0,258,0,0,0,0.37498056769733334,0,0,0,{"$f":"IF($G330=$CO$103,CP$103,IF($G330=$CO$104,CP$104,IF($G330=$CO$105,CP$105,IF($G330=$CO$107,CP$107,IF($G330=$CO$108,CP$108,IF($G330=$CO$109,CP$109,IF($G330=$CO$111,CP$111,IF($G330=$CO$112,CP$112,IF($G330=$CO$113,CP$113,IF($G330=$CO$115,CP$115,IF($G330=$CO$116,CP$116,IF($G330=$CO$117,CP$117,IF($G330=$CO$119,CP$119,IF($G330=$CO$120,CP$120,))))))))))))))","v":2.0829999999999999E-4},{"$f":"IF($G330=$CO$103,CQ$103,IF($G330=$CO$104,CQ$104,IF($G330=$CO$105,CQ$105,IF($G330=$CO$107,CQ$107,IF($G330=$CO$108,CQ$108,IF($G330=$CO$109,CQ$109,IF($G330=$CO$111,CQ$111,IF($G330=$CO$112,CQ$112,IF($G330=$CO$113,CQ$113,IF($G330=$CO$115,CQ$115,IF($G330=$CO$116,CQ$116,IF($G330=$CO$117,CQ$117,IF($G330=$CO$119,CQ$119,IF($G330=$CO$120,CQ$120,))))))))))))))","v":1.724},{"$f":"IF($G330=$CO$103,CR$103,IF($G330=$CO$104,CR$104,IF($G330=$CO$105,CR$105,IF($G330=$CO$107,CR$107,IF($G330=$CO$108,CR$108,IF($G330=$CO$109,CR$109,IF($G330=$CO$111,CR$111,IF($G330=$CO$112,CR$112,IF($G330=$CO$113,CR$113,IF($G330=$CO$115,CR$115,IF($G330=$CO$116,CR$116,IF($G330=$CO$117,CR$117,IF($G330=$CO$119,CR$119,IF($G330=$CO$120,CR$120,))))))))))))))","v":2},{"$f":"IF($G330=$CO$103,CS$103,IF($G330=$CO$104,CS$104,IF($G330=$CO$105,CS$105,IF($G330=$CO$107,CS$107,IF($G330=$CO$108,CS$108,IF($G330=$CO$109,CS$109,IF($G330=$CO$111,CS$111,IF($G330=$CO$112,CS$112,IF($G330=$CO$113,CS$113,IF($G330=$CO$115,CS$115,IF($G330=$CO$116,CS$116,IF($G330=$CO$117,CS$117,IF($G330=$CO$119,CS$119,IF($G330=$CO$120,CS$120,))))))))))))))","v":4.6182900000000003E-4},0,0,0,1.01,1.01,1.01,0,0,0,0,0,0,0,0,0,{"$f":"ROUND(IF(G330=10,$CO$92*F330,IF(G330=11,$CO$93*F330,IF(G330=15,$CO$94*F330,IF(G330=16,$CO$95*F330,IF(G330=20,$CO$96*F330,IF(G330=21,$CO$97*F330,)))))),1)","v":1.4},0,0,0,null,3004,null,{"$f":"IF(C330=0,1,IF(G330=10,0.9,IF(G330=11,0.68,IF(G330=15,0.8,IF(G330=16,0.68,IF(G330=20,0.8,IF(G330=21,0.8)))))))","v":1},null,null,0,0,0,0,null,1,1,1,{"$f":"AQ330/BO330","v":0},{"$f":"AR330/BP330","v":0},{"$f":"AS330/BQ330","v":0},null,{"$f":"BR330-AQ330","v":0},{"$f":"BS330-AR330","v":0},{"$f":"BT330-AS330","v":0},1,0,0,0,0]
["195140160",null,0,1,95,140,16,16.5,0,0,0,0,3748,0,0,0,{"$f":"IF(E331=35,IF(G331=10,1.399,IF(G331=11,1.44,IF(G331=15,1.39,IF(G331=16,1.458,IF(G331=20,1.39,IF(G331=21,1.472,1)))))),IF(E331=50,IF(G331=10,1.385,IF(G331=11,1.438,IF(G331=15,1.373,IF(G331=16,1.464,IF(G331=20,1.373,IF(G331=21,1.485,1)))))),IF(E331=65,IF(G331=10,1.371,IF(G331=11,1.437,IF(G331=15,1.355,IF(G331=16,1.47,IF(G331=20,1.355,IF(G331=21,1.497,1)))))),IF(E331=95,IF(G331=10,1.343,IF(G331=11,1.434,IF(G331=15,1.32,IF(G331=16,1.482,IF(G331=20,1.32,IF(G331=21,1.522,1)))))),\"ERROR\"))))","v":1.482},1.1000000000000001,1.1000000000000001,1.1000000000000001,{"$f":"ROUND(M331*POWER((($S$1-$S$2)/LN(($S$1-$S$3)/($S$2-$S$3)))/((75-65)/LN((75-20)/(65-20))),Q331),0)","v":3748},{"$f":"ROUND(N331*POWER((($S$1-$S$2)/LN(($S$1-$S$3)/($S$2-$S$3)))/((75-65)/LN((75-20)/(65-20))),R331),0)","v":0},{"$f":"ROUND(O331*POWER((($S$1-$S$2)/LN(($S$1-$S$3)/($S$2-$S$3)))/((75-65)/LN((75-20)/(65-20))),S331),0)","v":0},{"$f":"ROUND(P331*POWER((($S$1-$S$2)/LN(($S$1-$S$3)/($S$2-$S$3)))/((75-65)/LN((75-20)/(65-20))),T331),0)","v":0},{"$f":"ROUND(U331*3600/(4186*ABS($S$1-$S$2)),0)","v":322},{"$f":"ROUND(V331*3600/(4186*ABS($S$1-$S$2)),0)","v":0},{"$f":"ROUND(W331*3600/(4186*ABS($S$1-$S$2)),0)","v":0},{"$f":"ROUND(X331*3600/(4186*ABS($S$1-$S$2)),0)","v":0},{"$f":"(($AG331*(Y331^$AH331)*((($F331-14.4)*$AI331)/100))+($AJ331*(Y331^2)))*0.0098","v":1.6312517036511327},{"$f":"(($AG331*(Z331^$AH331)*((($F331-14.4)*$AI331)/100))+($AJ331*(Z331^2)))*0.0098","v":0},{"$f":"(($AG331*(AA331^$AH331)*((($F331-14.4)*$AI331)/100))+($AJ331*(AA331^2)))*0.0098","v":0},{"$f":"(($AG331*(AB331^$AH331)*((($F331-14.4)*$AI331)/100))+($AJ331*(AB331^2)))*0.0098","v":0},2.0829999999999999E-4,1.724,4,1.392796E-3,0,0,0,{"$f":"IF($G331=10,0.98,IF($G331=11,0.95,IF($G331=15,1.01,IF($G331=16,0.95,IF($G331=20,0.95,IF($G331=21,0.85))))))","v":0.95},0.95,0.95,{"$f":"ROUND(AK331*POWER((($AT$1-$AT$2)/LN(($AT$1-$AT$3)/($AT$2-$AT$3)))/((16-18)/LN((16-27)/(18-27))),AN331),0)","v":0},{"$f":"ROUND(AL331*POWER((($AT$1-$AT$2)/LN(($AT$1-$AT$3)/($AT$2-$AT$3)))/((16-18)/LN((16-27)/(18-27))),AO331),0)","v":0},{"$f":"ROUND(AM331*POWER((($AT$1-$AT$2)/LN(($AT$1-$AT$3)/($AT$2-$AT$3)))/((16-18)/LN((16-27)/(18-27))),AP331),0)","v":0},{"$f":"ROUND(AQ331*3600/(4186*ABS($AT$1-$AT$2)),0)","v":0},{"$f":"ROUND(AR331*3600/(4186*ABS($AT$1-$AT$2)),0)","v":0},{"$f":"ROUND(AS331*3600/(4186*ABS($AT$1-$AT$2)),0)","v":0},{"$f":"(($AG331*(AT331^$AH331)*((($F331-14.4)*$AI331)/100))+($AJ331*(AT331^2)))*0.0098","v":0},{"$f":"(($AG331*(AU331^$AH331)*((($F331-14.4)*$AI331)/100))+($AJ331*(AU331^2)))*0.0098","v":0},{"$f":"(($AG331*(AV331^$AH331)*((($F331-14.4)*$AI331)/100))+($AJ331*(AV331^2)))*0.0098","v":0},2.8,0,0,0,null,3748,null,1,null,null,0,0,0,0,null,{"$f":"IF(1/(1+((2258*((0.622/((101325/(1*611*EXP(17.27*((($AT$1+$AT$2)/2)/((($AT$1+$AT$2)/2)+237.3))))))-1)*1000-(0.622/((101325/($AV$1*611*EXP(17.27*($AT$3/($AT$3+237.3))))))-1)*1000))/(1005*((($AT$1+$AT$2)/2)-$AT$3))))>1,1,1/(1+((2258*((0.622/((101325/(1*611*EXP(17.27*((($AT$1+$AT$2)/2)/((($AT$1+$AT$2)/2)+237.3))))))-1)*1000-(0.622/((101325/($AV$1*611*EXP(17.27*($AT$3/($AT$3+237.3))))))-1)*1000))/(1005*((($AT$1+$AT$2)/2)-$AT$3)))))","v":1},1,1,0,0,0,null,0,0,0,1,0,0,0,0]
["195140200",null,0,1,95,140,20,21.5,0,0,0,0,{"$f":"BE332*BG332","v":4189},0,0,0,1.32,{"$f":"IF($G332=10,1.08,IF($G332=11,1.1,IF($G332=15,1.08,IF($G332=16,1.1,IF($G332=20,1.08,IF($G332=21,1.05))))))","v":1.08},1.08,1.08,4189,0,0,0,360,0,0,0,0.55753858813350088,0,0,0,1.2760000000000001E-4,1.7219,2,3.76611E-4,0,0,0,0.95,0.95,0.95,0,0,0,0,0,0,0,0,0,1.9,0,0,0,null,4189,null,1,null,null,0,0,0,0,null,1,1,1,0,0,0,null,0,0,0,1,0,0,0,0]
["195140210",null,0,1,95,140,21,21.5,0,0,0,0,{"$f":"BE333*BG333","v":5488},0,0,0,1.522,1.05,1.05,1.05,5488,0,0,0,472,0,0,0,1.3752195126290334,0,0,0,1.2760000000000001E-4,1.7219,4,5.1420100000000005E-4,0,0,0,0.85,0.85,0.85,0,0,0,0,0,0,0,0,0,3.7,0,0,0,null,5488,null,1,null,null,0,0,0,0,null,1,1,1,0,0,0,null,0,0,0,1,0,0,0,0]
["22050100",null,0,2,20,50,10,11.5,0,0,0,0,{"$f":"BE334*BG334","v":284},0,0,0,{"$f":"IF(E334=20,IF(G334=10,1.436,IF(G334=15,1.424,IF(G334=20,1.425,))),IF(E334=35,IF(G334=10,1.419,IF(G334=11,1.46,IF(G334=15,1.398,IF(G334=16,1.465,IF(G334=20,1.399,IF(G334=21,1.481,1)))))),IF(E334=50,IF(G334=10,1.402,IF(G334=11,1.455,IF(G334=15,1.372,IF(G334=16,1.463,IF(G334=20,1.373,IF(G334=21,1.486,1)))))),IF(E334=65,IF(G334=10,1.385,IF(G334=11,1.45,IF(G334=15,1.345,IF(G334=16,1.46,IF(G334=20,1.348,IF(G334=21,1.49,1)))))),IF(E334=95,IF(G334=10,1.35,IF(G334=11,1.441,IF(G334=15,1.293,IF(G334=16,1.455,IF(G334=20,1.296,IF(G334=21,1.499,1)))))),\"ERROR\")))))","v":1.4359999999999999},1.08,1.08,1.08,284,0,0,0,24,0,0,0,2.7598807335676235E-3,0,0,0,3.969E-4,1.7345999999999999,2,3.6734700000000002E-4,0,0,0,0.98,0.98,0.98,0,0,0,0,0,0,0,0,0,0.3,0,0,0,null,284,null,1,null,null,0,0,0,0,null,1,1,1,0,0,0,null,0,0,0,{"$f":"IF(SUM(BV334:BX334)=0,1,0)","v":1},0,0,0,0]
["22060100",null,0,2,20,60,10,11.5,0,0,0,0,341,0,0,0,{"$f":"IF(E335=20,IF(G335=10,1.436,IF(G335=15,1.424,IF(G335=20,1.425,))),IF(E335=35,IF(G335=10,1.419,IF(G335=11,1.46,IF(G335=15,1.398,IF(G335=16,1.465,IF(G335=20,1.399,IF(G335=21,1.481,1)))))),IF(E335=50,IF(G335=10,1.402,IF(G335=11,1.455,IF(G335=15,1.372,IF(G335=16,1.463,IF(G335=20,1.373,IF(G335=21,1.486,1)))))),IF(E335=65,IF(G335=10,1.385,IF(G335=11,1.45,IF(G335=15,1.345,IF(G335=16,1.46,IF(G335=20,1.348,IF(G335=21,1.49,1)))))),IF(E335=95,IF(G335=10,1.35,IF(G335=11,1.441,IF(G335=15,1.293,IF(G335=16,1.455,IF(G335=20,1.296,IF(G335=21,1.499,1)))))),\"ERROR\")))))","v":1.4359999999999999},1.08,1.08,1.08,341,0,0,0,29,0,0,0,4.2482123495548602E-3,0,0,0,3.969E-4,1.7345999999999999,2,3.6734700000000002E-4,0,0,0,0.98,0.98,0.98,0,0,0,0,0,0,0,0,0,0.4,0,0,0,null,341,null,1,null,null,0,0,0,0,null,1,1,1,0,0,0,null,0,0,0,1,0,0,0,0]
["22060150",null,0,2,20,60,15,16.5,0,0,0,0,623,0,0,0,1.4239999999999999,1.08,1.08,1.08,623,0,0,0,54,0,0,0,1.5002926741459546E-2,0,0,0,2.0829999999999999E-4,1.724,2,4.6182900000000003E-4,0,0,0,1.01,1.01,1.01,0,0,0,0,0,0,0,0,0,0.6,0,0,0,null,623,null,1,null,null,0,0,0,0,null,1,1,1,0,0,0,null,0,0,0,1,0,0,0,0]
["22060200",null,0,2,20,60,20,21.5,0,0,0,0,836,0,0,0,1.425,1.08,1.08,1.08,836,0,0,0,72,0,0,0,2.0932794915693723E-2,0,0,0,1.2760000000000001E-4,1.7219,2,3.76611E-4,0,0,0,0.95,0.95,0.95,0,0,0,0,0,0,0,0,0,0.8,0,0,0,null,836,null,1,null,null,0,0,0,0,null,1,1,1,0,0,0,null,0,0,0,1,0,0,0,0]
["22070100",null,0,2,20,70,10,11.5,0,0,0,0,398,0,0,0,1.4359999999999999,1.08,1.08,1.08,398,0,0,0,34,0,0,0,6.1227709199347191E-3,0,0,0,3.969E-4,1.7345999999999999,2,3.6734700000000002E-4,0,0,0,0.98,0.98,0.98,0,0,0,0,0,0,0,0,0,0.5,0,0,0,null,398,null,1,null,null,0,0,0,0,null,1,1,1,0,0,0,null,0,0,0,1,0,0,0,0]
["22070150",null,0,2,20,70,15,16.5,0,0,0,0,727,0,0,0,1.4239999999999999,1.08,1.08,1.08,727,0,0,0,63,0,0,0,2.0834724019940309E-2,0,0,0,2.0829999999999999E-4,1.724,2,4.6182900000000003E-4,0,0,0,1.01,1.01,1.01,0,0,0,0,0,0,0,0,0,0.7,0,0,0,null,727,null,1,null,null,0,0,0,0,null,1,1,1,0,0,0,null,0,0,0,1,0,0,0,0]
["22070200",null,0,2,20,70,20,21.5,0,0,0,0,976,0,0,0,1.425,1.08,1.08,1.08,976,0,0,0,84,0,0,0,2.8903726981441936E-2,0,0,0,1.2760000000000001E-4,1.7219,2,3.76611E-4,0,0,0,0.95,0.95,0.95,0,0,0,0,0,0,0,0,0,0.9,0,0,0,null,976,null,1,null,null,0,0,0,0,null,1,1,1,0,0,0,null,0,0,0,1,0,0,0,0]
["22080100",null,0,2,20,80,10,11.5,0,0,0,0,454,0,0,0,1.4359999999999999,1.08,1.08,1.08,454,0,0,0,39,0,0,0,8.4112333444392139E-3,0,0,0,3.969E-4,1.7345999999999999,2,3.6734700000000002E-4,0,0,0,0.98,0.98,0.98,0,0,0,0,0,0,0,0,0,0.5,0,0,0,null,454,null,1,null,null,0,0,0,0,null,1,1,1,0,0,0,null,0,0,0,1,0,0,0,0]
["22080150",null,0,2,20,80,15,16.5,0,0,0,0,830,0,0,0,1.4239999999999999,1.08,1.08,1.08,830,0,0,0,71,0,0,0,2.6978300484090622E-2,0,0,0,2.0829999999999999E-4,1.724,2,4.6182900000000003E-4,0,0,0,1.01,1.01,1.01,0,0,0,0,0,0,0,0,0,0.8,0,0,0,null,830,null,1,null,null,0,0,0,0,null,1,1,1,0,0,0,null,0,0,0,1,0,0,0,0]
["22080200",null,0,2,20,80,20,21.5,0,0,0,0,1115,0,0,0,1.425,1.08,1.08,1.08,1115,0,0,0,96,0,0,0,3.8263267982872169E-2,0,0,0,1.2760000000000001E-4,1.7219,2,3.76611E-4,0,0,0,0.95,0.95,0.95,0,0,0,0,0,0,0,0,0,1.1000000000000001,0,0,0,null,1115,null,1,null,null,0,0,0,0,null,1,1,1,0,0,0,null,0,0,0,1,0,0,0,0]
["22090100",null,0,2,20,90,10,11.5,0,0,0,0,511,0,0,0,1.4359999999999999,1.08,1.08,1.08,511,0,0,0,44,0,0,0,1.1140138160578818E-2,0,0,0,3.969E-4,1.7345999999999999,2,3.6734700000000002E-4,0,0,0,0.98,0.98,0.98,0,0,0,0,0,0,0,0,0,0.6,0,0,0,null,511,null,1,null,null,0,0,0,0,null,1,1,1,0,0,0,null,0,0,0,1,0,{"$f":"ROUND(IF($C330=0,0,IF($C330=10,IF($G330=10,2539,IF($G330=11,3445,IF($G330=15,2539*1.3,IF($G330=16,3445*1.3,IF($G330=20,(2539*1.45),IF($G330=21,(3445*1.55))))))),IF($C330=15,IF($G330=10,0,IF($G330=11,0,IF($G330=15,3238,IF($G330=16,4735,IF($G330=20,4062,IF($G330=21,6098))))))))),0)","v":0},{"$f":"ROUND(IF($C330=0,0,IF($C330=10,IF($G330=10,352,IF($G330=11,577,IF($G330=15,442*1.15,IF($G330=16,725*1.15,IF($G330=20,(352*1.3),IF($G330=21,(577*1.3))))))),IF($C330=15,IF($G330=10,0,IF($G330=11,0,IF($G330=15,442,IF($G330=16,725,IF($G330=20,502,IF($G330=21,791))))))))),0)","v":0},0]
["22090150",null,0,2,20,90,15,16.5,0,0,0,0,934,0,0,0,1.4239999999999999,1.08,1.08,1.08,934,0,0,0,80,0,0,0,3.4859699679836022E-2,0,0,0,2.0829999999999999E-4,1.724,2,4.6182900000000003E-4,0,0,0,1.01,1.01,1.01,0,0,0,0,0,0,0,0,0,0.9,0,0,0,null,934,null,1,null,null,0,0,0,0,null,1,1,1,0,0,0,null,0,0,0,1,{"$f":"ROUND(IF($C331=0,0,IF($C331=10,IF($G331=10,1127,IF($G331=11,2263,\"UNDEFINED\")),IF($C331=15,IF($G331=10,\"NOT POSSIBLE\",IF($G331=11,\"NOT POSSIBLE\",IF($G331=15,1615,IF($G331=16,3238,IF($G331=20,2298,IF($G331=21,2489)))))),\"ERROR\"))),0)","v":0},0,0,{"$f":"ROUND(IF($C331=0,0,IF($C331=10,IF($G331=10,62,IF($G331=11,50,\"UNDEFINED\")),IF($C331=15,IF($G331=10,\"NOT POSSIBLE\",IF($G331=11,\"NOT POSSIBLE\",IF($G331=15,63,IF($G331=16,75,IF($G331=20,78,IF($G331=21,92)))))),\"ERROR\"))),0)","v":0}]
["22090200",null,0,2,20,90,20,21.5,0,0,0,0,1255,0,0,0,1.425,1.08,1.08,1.08,1255,0,0,0,108,0,0,0,4.904699596350405E-2,0,0,0,1.2760000000000001E-4,1.7219,2,3.76611E-4,0,0,0,0.95,0.95,0.95,0,0,0,0,0,0,0,0,0,1.2,0,0,0,null,1255,null,1,null,null,0,0,0,0,null,1,1,1,0,0,0,null,0,0,0,1,0,0,0,0]
["220100100",null,0,2,20,100,10,11.5,0,0,0,0,568,0,0,0,1.4359999999999999,1.08,1.08,1.08,568,0,0,0,49,0,0,0,1.4335079360698407E-2,0,0,0,3.969E-4,1.7345999999999999,2,3.6734700000000002E-4,0,0,0,0.98,0.98,0.98,0,0,0,0,0,0,0,0,0,0.7,0,0,0,null,568,null,1,null,null,0,0,0,0,null,1,1,1,0,0,0,null,0,0,0,1,0,0,0,0]
["220100150",null,0,2,20,100,15,16.5,0,0,0,0,1038,0,0,0,1.4239999999999999,1.08,1.08,1.08,1038,0,0,0,89,0,0,0,4.3869718337782422E-2,0,0,0,2.0829999999999999E-4,1.724,2,4.6182900000000003E-4,0,0,0,1.01,1.01,1.01,0,0,0,0,0,0,0,0,0,1,0,0,0,null,1038,null,1,null,null,0,0,0,0,null,1,1,1,0,0,0,null,0,0,0,1,0,0,0,0]
["220100200",null,0,2,20,100,20,21.5,0,0,0,0,1394,0,0,0,1.425,1.08,1.08,1.08,1394,0,0,0,120,0,0,0,6.1289186840246319E-2,0,0,0,1.2760000000000001E-4,1.7219,2,3.76611E-4,0,0,0,0.95,0.95,0.95,0,0,0,0,0,0,0,0,0,1.3,0,0,0,null,1394,null,1,null,null,0,0,0,0,null,1,1,1,0,0,0,null,0,0,0,1,0,0,0,0]
[{"$f":"CONCATENATE(D350,E350,F350,G350,C350)","v":"220110100"},null,0,2,20,110,10,{"$f":"IF(G350=10,11.5,IF(G350=11,11.5,IF(G350=15,16.5,IF(G350=16,16.5,IF(G350=20,21.5,IF(G350=21,21.5,))))))","v":11.5},0,0,0,0,625,0,0,0,1.4359999999999999,1.08,1.08,1.08,625,0,0,0,54,0,0,0,1.8020848016950249E-2,0,0,0,3.969E-4,1.7345999999999999,2,3.6734700000000002E-4,0,0,0,0.98,0.98,0.98,0,0,0,0,0,0,0,0,0,0.7,0,0,0,null,625,null,1,null,null,0,0,0,0,null,1,1,1,0,0,0,null,0,0,0,1,0,0,0,0]
["220110150",null,0,2,20,110,15,16.5,0,0,0,0,1142,0,0,0,1.4239999999999999,1.08,1.08,1.08,1142,0,0,0,98,0,0,0,5.404189352053277E-2,0,0,0,2.0829999999999999E-4,1.724,2,4.6182900000000003E-4,0,0,0,1.01,1.01,1.01,0,0,0,0,0,0,0,0,0,1.1000000000000001,0,0,0,null,1142,null,1,null,null,0,0,0,0,null,1,1,1,0,0,0,null,0,0,0,1,0,0,0,0]
["220110200",null,0,2,20,110,20,21.5,0,0,0,0,1533,0,0,0,1.425,1.08,1.08,1.08,1533,0,0,0,132,0,0,0,7.5023008199700411E-2,0,0,0,1.2760000000000001E-4,1.7219,2,3.76611E-4,0,0,0,0.95,0.95,0.95,0,0,0,0,0,0,0,0,0,1.5,0,0,0,null,1533,null,1,null,null,0,0,0,0,null,1,1,1,0,0,0,null,0,0,0,1,0,0,0,0]
["220120100",null,0,2,20,120,10,11.5,0,0,0,0,682,0,0,0,1.4359999999999999,1.08,1.08,1.08,682,0,0,0,59,0,0,0,2.2221539856145715E-2,0,0,0,3.969E-4,1.7345999999999999,2,3.6734700000000002E-4,0,0,0,0.98,0.98,0.98,0,0,0,0,0,0,0,0,0,0.8,0,0,0,null,682,null,1,null,null,0,0,0,0,null,1,1,1,0,0,0,null,0,0,0,1,0,0,0,0]
["220120150",null,0,2,20,120,15,16.5,0,0,0,0,1246,0,0,0,1.4239999999999999,1.08,1.08,1.08,1246,0,0,0,107,0,0,0,6.5408790604729719E-2,0,0,0,2.0829999999999999E-4,1.724,2,4.6182900000000003E-4,0,0,0,1.01,1.01,1.01,0,0,0,0,0,0,0,0,0,1.2,0,0,0,null,1246,null,1,null,null,0,0,0,0,null,1,1,1,0,0,0,null,0,0,0,1,0,0,0,0]
["220120200",null,0,2,20,120,20,21.5,0,0,0,0,1673,0,0,0,1.425,1.08,1.08,1.08,1673,0,0,0,144,0,0,0,9.0280666990886854E-2,0,0,0,1.2760000000000001E-4,1.7219,2,3.76611E-4,0,0,0,0.95,0.95,0.95,0,0,0,0,0,0,0,0,0,1.6,0,0,0,null,1673,null,1,null,null,0,0,0,0,null,1,1,1,0,0,0,null,0,0,0,1,0,0,0,0]
["220140100",null,0,2,20,140,10,11.5,0,0,0,0,795,0,0,0,1.4359999999999999,1.08,1.08,1.08,795,0,0,0,68,0,0,0,3.1389772940954255E-2,0,0,0,3.969E-4,1.7345999999999999,2,3.6734700000000002E-4,0,0,0,0.98,0.98,0.98,0,0,0,0,0,0,0,0,0,0.9,0,0,0,null,795,null,1,null,null,0,0,0,0,null,1,1,1,0,0,0,null,0,0,0,1,0,0,0,0]
["220140150",null,0,2,20,140,15,16.5,0,0,0,0,1453,0,0,0,1.4239999999999999,1.08,1.08,1.08,1453,0,0,0,125,0,0,0,9.1852837711884017E-2,0,0,0,2.0829999999999999E-4,1.724,2,4.6182900000000003E-4,0,0,0,1.01,1.01,1.01,0,0,0,0,0,0,0,0,0,1.4,0,0,0,null,1453,null,1,null,null,0,0,0,0,null,1,1,1,0,0,0,null,0,0,0,1,0,0,0,0]
["220140200",null,0,2,20,140,20,21.5,0,0,0,0,1952,0,0,0,1.425,1.08,1.08,1.08,1952,0,0,0,168,0,0,0,0.12549219405923048,0,0,0,1.2760000000000001E-4,1.7219,2,3.76611E-4,0,0,0,0.95,0.95,0.95,0,0,0,0,0,0,0,0,0,1.9,0,0,0,null,1952,null,1,null,null,0,0,0,0,null,1,1,1,0,0,0,null,0,0,0,1,0,0,0,0]
["220160100",null,0,2,20,160,10,11.5,0,0,0,0,909,0,0,0,1.4359999999999999,1.08,1.08,1.08,909,0,0,0,78,0,0,0,4.3585726842897632E-2,0,0,0,3.969E-4,1.7345999999999999,2,3.6734700000000002E-4,0,0,0,0.98,0.98,0.98,0,0,0,0,0,0,0,0,0,1.1000000000000001,0,0,0,null,909,null,1,null,null,0,0,0,0,null,1,1,1,0,0,0,null,0,0,0,1,0,0,0,0]
["220160150",null,0,2,20,160,15,16.5,0,0,0,0,1661,0,0,0,1.4239999999999999,1.08,1.08,1.08,1661,0,0,0,143,0,0,0,0.12344689347882491,0,0,0,2.0829999999999999E-4,1.724,2,4.6182900000000003E-4,0,0,0,1.01,1.01,1.01,0,0,0,0,0,0,0,0,0,1.6,0,0,0,null,1661,null,1,null,null,0,0,0,0,null,1,1,1,0,0,0,null,0,0,0,1,0,0,0,0]
["220160200",null,0,2,20,160,20,21.5,0,0,0,0,2230,0,0,0,1.425,1.08,1.08,1.08,2230,0,0,0,192,0,0,0,0.16716609082534772,0,0,0,1.2760000000000001E-4,1.7219,2,3.76611E-4,0,0,0,0.95,0.95,0.95,0,0,0,0,0,0,0,0,0,2.1,0,0,0,null,2230,null,1,null,null,0,0,0,0,null,1,1,1,0,0,0,null,0,0,0,1,0,0,0,0]
["220180100",null,0,2,20,180,10,11.5,0,0,0,0,1022,0,0,0,1.4359999999999999,1.08,1.08,1.08,1022,0,0,0,88,0,0,0,5.8280054012924555E-2,0,0,0,3.969E-4,1.7345999999999999,2,3.6734700000000002E-4,0,0,0,0.98,0.98,0.98,0,0,0,0,0,0,0,0,0,1.2,0,0,0,null,1022,null,1,null,null,0,0,0,0,null,1,1,1,0,0,0,null,0,0,0,1,0,0,0,0]
["220180150",null,0,2,20,180,15,16.5,0,0,0,0,1868,0,0,0,1.4239999999999999,1.08,1.08,1.08,1868,0,0,0,161,0,0,0,0.16042603064692532,0,0,0,2.0829999999999999E-4,1.724,2,4.6182900000000003E-4,0,0,0,1.01,1.01,1.01,0,0,0,0,0,0,0,0,0,1.8,0,0,0,null,1868,null,1,null,null,0,0,0,0,null,1,1,1,0,0,0,null,0,0,0,1,0,0,0,0]
["220180200",null,0,2,20,180,20,21.5,0,0,0,0,2509,0,0,0,1.425,1.08,1.08,1.08,2509,0,0,0,216,0,0,0,0.21553480954274618,0,0,0,1.2760000000000001E-4,1.7219,2,3.76611E-4,0,0,0,0.95,0.95,0.95,0,0,0,0,0,0,0,0,0,2.4,0,0,0,null,2509,null,1,null,null,0,0,0,0,null,1,1,1,0,0,0,null,0,0,0,1,0,0,0,0]
["220200100",null,0,2,20,200,10,11.5,0,0,0,0,1136,0,0,0,1.4359999999999999,1.08,1.08,1.08,1136,0,0,0,98,0,0,0,7.5641681390479568E-2,0,0,0,3.969E-4,1.7345999999999999,2,3.6734700000000002E-4,0,0,0,0.98,0.98,0.98,0,0,0,0,0,0,0,0,0,1.3,0,0,0,null,1136,null,1,null,null,0,0,0,0,null,1,1,1,0,0,0,null,0,0,0,1,0,0,0,0]
["220200150",null,0,2,20,200,15,16.5,0,0,0,0,2076,0,0,0,1.4239999999999999,1.08,1.08,1.08,2076,0,0,0,179,0,0,0,0.20301699968041828,0,0,0,2.0829999999999999E-4,1.724,2,4.6182900000000003E-4,0,0,0,1.01,1.01,1.01,0,0,0,0,0,0,0,0,0,2,0,0,0,null,2076,null,1,null,null,0,0,0,0,null,1,1,1,0,0,0,null,0,0,0,1,0,0,0,0]
["220200200",null,0,2,20,200,20,21.5,0,0,0,0,2788,0,0,0,1.425,1.08,1.08,1.08,2788,0,0,0,240,0,0,0,0.27082255030752772,0,0,0,1.2760000000000001E-4,1.7219,2,3.76611E-4,0,0,0,0.95,0.95,0.95,0,0,0,0,0,0,0,0,0,2.7,0,0,0,null,2788,null,1,null,null,0,0,0,0,null,1,1,1,0,0,0,null,0,0,0,1,0,0,0,0]
["220220100",null,0,2,20,220,10,11.5,0,0,0,0,1250,0,0,0,1.4359999999999999,1.08,1.08,1.08,1250,0,0,0,108,0,0,0,9.5834383600062051E-2,0,0,0,3.969E-4,1.7345999999999999,2,3.6734700000000002E-4,0,0,0,0.98,0.98,0.98,0,0,0,0,0,0,0,0,0,1.5,0,0,0,null,1250,null,1,null,null,0,0,0,0,null,1,1,1,0,0,0,null,0,0,0,1,0,0,0,0]
["220220150",null,0,2,20,220,15,16.5,0,0,0,0,2284,0,0,0,1.4239999999999999,1.08,1.08,1.08,2284,0,0,0,196,0,0,0,0.24899868769704991,0,0,0,2.0829999999999999E-4,1.724,2,4.6182900000000003E-4,0,0,0,1.01,1.01,1.01,0,0,0,0,0,0,0,0,0,2.2000000000000002,0,0,0,null,2284,null,1,null,null,0,0,0,0,null,1,1,1,0,0,0,null,0,0,0,1,0,0,0,0]
["220220200",null,0,2,20,220,20,21.5,0,0,0,0,3067,0,0,0,1.425,1.08,1.08,1.08,3067,0,0,0,264,0,0,0,0.3332464588615574,0,0,0,1.2760000000000001E-4,1.7219,2,3.76611E-4,0,0,0,0.95,0.95,0.95,0,0,0,0,0,0,0,0,0,2.9,0,0,0,null,3067,null,1,null,null,0,0,0,0,null,1,1,1,0,0,0,null,0,0,0,1,0,0,0,0]
["220240100",null,0,2,20,240,10,11.5,0,0,0,0,1363,0,0,0,1.4359999999999999,1.08,1.08,1.08,1363,0,0,0,117,0,0,0,0.11716191303676518,0,0,0,3.969E-4,1.7345999999999999,2,3.6734700000000002E-4,0,0,0,0.98,0.98,0.98,0,0,0,0,0,0,0,0,0,1.6,0,0,0,null,1363,null,1,null,null,0,0,0,0,null,1,1,1,0,0,0,null,0,0,0,1,0,0,0,0]
["220240150",null,0,2,20,240,15,16.5,0,0,0,0,2491,0,0,0,1.4239999999999999,1.08,1.08,1.08,2491,0,0,0,214,0,0,0,0.30319112671363141,0,0,0,2.0829999999999999E-4,1.724,2,4.6182900000000003E-4,0,0,0,1.01,1.01,1.01,0,0,0,0,0,0,0,0,0,2.4,0,0,0,null,2491,null,1,null,null,0,0,0,0,null,1,1,1,0,0,0,null,0,0,0,1,0,0,0,0]
["220240200",null,0,2,20,240,20,21.5,0,0,0,0,3346,0,0,0,1.425,1.08,1.08,1.08,3346,0,0,0,288,0,0,0,0.40301754537399409,0,0,0,1.2760000000000001E-4,1.7219,2,3.76611E-4,0,0,0,0.95,0.95,0.95,0,0,0,0,0,0,0,0,0,3.2,0,0,0,null,3346,null,1,null,null,0,0,0,0,null,1,1,1,0,0,0,null,0,0,0,1,0,0,0,0]
["220260100",null,0,2,20,260,10,11.5,0,0,0,0,1477,0,0,0,1.4359999999999999,1.08,1.08,1.08,1477,0,0,0,127,0,0,0,0.14326124580704513,0,0,0,3.969E-4,1.7345999999999999,2,3.6734700000000002E-4,0,0,0,0.98,0.98,0.98,0,0,0,0,0,0,0,0,0,1.7,0,0,0,null,1477,null,1,null,null,0,0,0,0,null,1,1,1,0,0,0,null,0,0,0,1,0,0,0,0]
["220260150",null,0,2,20,260,15,16.5,0,0,0,0,2699,0,0,0,1.4239999999999999,1.08,1.08,1.08,2699,0,0,0,232,0,0,0,0.36362924927190987,0,0,0,2.0829999999999999E-4,1.724,2,4.6182900000000003E-4,0,0,0,1.01,1.01,1.01,0,0,0,0,0,0,0,0,0,2.6,0,0,0,null,2699,null,1,null,null,0,0,0,0,null,1,1,1,0,0,0,null,0,0,0,1,0,0,0,0]
["220260200",null,0,2,20,260,20,21.5,0,0,0,0,3624,0,0,0,1.425,1.08,1.08,1.08,3624,0,0,0,312,0,0,0,0.48034140923851326,0,0,0,1.2760000000000001E-4,1.7219,2,3.76611E-4,0,0,0,0.95,0.95,0.95,0,0,0,0,0,0,0,0,0,3.5,0,0,0,null,3624,null,1,null,null,0,0,0,0,null,1,1,1,0,0,0,null,0,0,0,1,0,0,0,0]
["220280100",null,0,2,20,280,10,11.5,0,0,0,0,1591,0,0,0,1.4359999999999999,1.08,1.08,1.08,1591,0,0,0,137,0,0,0,0.17264857400938063,0,0,0,3.969E-4,1.7345999999999999,2,3.6734700000000002E-4,0,0,0,0.98,0.98,0.98,0,0,0,0,0,0,0,0,0,1.9,0,0,0,null,1591,null,1,null,null,0,0,0,0,null,1,1,1,0,0,0,null,0,0,0,1,0,0,0,0]
["220280150",null,0,2,20,280,15,16.5,0,0,0,0,2906,0,0,0,1.4239999999999999,1.08,1.08,1.08,2906,0,0,0,250,0,0,0,0.43051636493958623,0,0,0,2.0829999999999999E-4,1.724,2,4.6182900000000003E-4,0,0,0,1.01,1.01,1.01,0,0,0,0,0,0,0,0,0,2.8,0,0,0,null,2906,null,1,null,null,0,0,0,0,null,1,1,1,0,0,0,null,0,0,0,1,0,0,0,0]
["220280200",null,0,2,20,280,20,21.5,0,0,0,0,3903,0,0,0,1.425,1.08,1.08,1.08,3903,0,0,0,336,0,0,0,0.56541882392048526,0,0,0,1.2760000000000001E-4,1.7219,2,3.76611E-4,0,0,0,0.95,0.95,0.95,0,0,0,0,0,0,0,0,0,3.7,0,0,0,null,3903,null,1,null,null,0,0,0,0,null,1,1,1,0,0,0,null,0,0,0,1,0,0,0,0]
["23550100",null,0,2,35,50,10,11.5,0,0,0,0,393,0,0,0,1.419,1.08,1.08,1.08,393,0,0,0,34,0,0,0,5.4173140039869795E-3,0,0,0,3.969E-4,1.7345999999999999,2,3.6734700000000002E-4,0,0,0,0.98,0.98,0.98,0,0,0,0,0,0,0,0,0,0.3,0,0,0,null,393,null,1,null,null,0,0,0,0,null,1,1,1,0,0,0,null,0,0,0,1,0,0,0,0]
["23550110",null,0,2,35,50,11,11.5,0,0,0,0,549,0,0,0,1.46,1.1000000000000001,1.1000000000000001,1.1000000000000001,549,0,0,0,47,0,0,0,1.6836208168685123E-2,0,0,0,3.969E-4,1.7345999999999999,4,5.7428799999999995E-4,0,0,0,0.95,0.95,0.95,0,0,0,0,0,0,0,0,0,0.7,0,0,0,null,549,null,1,null,null,0,0,0,0,null,1,1,1,0,0,0,null,0,0,0,1,0,0,0,0]
["23560100",null,0,2,35,60,10,11.5,0,0,0,0,471,0,0,0,1.419,1.08,1.08,1.08,471,0,0,0,41,0,0,0,8.2771486259630156E-3,0,0,0,3.969E-4,1.7345999999999999,2,3.6734700000000002E-4,0,0,0,0.98,0.98,0.98,0,0,0,0,0,0,0,0,0,0.4,0,0,0,null,471,null,1,null,null,0,0,0,0,null,1,1,1,0,0,0,null,0,0,0,1,0,0,0,0]
["23560110",null,0,2,35,60,11,11.5,0,0,0,0,659,0,0,0,1.46,1.1000000000000001,1.1000000000000001,1.1000000000000001,659,0,0,0,57,0,0,0,2.6168100032077569E-2,0,0,0,3.969E-4,1.7345999999999999,4,5.7428799999999995E-4,0,0,0,0.95,0.95,0.95,0,0,0,0,0,0,0,0,0,0.8,0,0,0,null,659,null,1,null,null,0,0,0,0,null,1,1,1,0,0,0,null,0,0,0,1,0,0,0,0]
["23560150",null,0,2,35,60,15,16.5,0,0,0,0,790,0,0,0,1.3979999999999999,1.08,1.08,1.08,790,0,0,0,68,0,0,0,2.3614179917532466E-2,0,0,0,2.0829999999999999E-4,1.724,2,4.6182900000000003E-4,0,0,0,1.01,1.01,1.01,0,0,0,0,0,0,0,0,0,0.6,0,0,0,null,790,null,1,null,null,0,0,0,0,null,1,1,1,0,0,0,null,0,0,0,1,0,0,0,0]
["23560160",null,0,2,35,60,16,16.5,0,0,0,0,975,0,0,0,1.4650000000000001,1.1000000000000001,1.1000000000000001,1.1000000000000001,975,0,0,0,84,0,0,0,0.10404405631139915,0,0,0,2.0829999999999999E-4,1.724,4,1.392796E-3,0,0,0,0.95,0.95,0.95,0,0,0,0,0,0,0,0,0,1.2,0,0,0,null,975,null,1,null,null,0,0,0,0,null,1,1,1,0,0,0,null,0,0,0,1,0,0,0,0]
["23560200",null,0,2,35,60,20,21.5,0,0,0,0,1081,0,0,0,1.399,1.08,1.08,1.08,1081,0,0,0,93,0,0,0,3.4718043540401852E-2,0,0,0,1.2760000000000001E-4,1.7219,2,3.76611E-4,0,0,0,0.95,0.95,0.95,0,0,0,0,0,0,0,0,0,0.8,0,0,0,null,1081,null,1,null,null,0,0,0,0,null,1,1,1,0,0,0,null,0,0,0,1,0,0,0,0]
["23560210",null,0,2,35,60,21,21.5,0,0,0,0,1247,0,0,0,1.4810000000000001,1.05,1.05,1.05,1247,0,0,0,107,0,0,0,6.481374223055926E-2,0,0,0,1.2760000000000001E-4,1.7219,4,5.1420100000000005E-4,0,0,0,0.85,0.85,0.85,0,0,0,0,0,0,0,0,0,1.6,0,0,0,null,1247,null,1,null,null,0,0,0,0,null,1,1,1,0,0,0,null,0,0,0,1,0,0,0,0]
["23570100",null,0,2,35,70,10,11.5,0,0,0,0,550,0,0,0,1.419,1.08,1.08,1.08,550,0,0,0,47,0,0,0,1.1391407109135011E-2,0,0,0,3.969E-4,1.7345999999999999,2,3.6734700000000002E-4,0,0,0,0.98,0.98,0.98,0,0,0,0,0,0,0,0,0,0.5,0,0,0,null,550,null,1,null,null,0,0,0,0,null,1,1,1,0,0,0,null,0,0,0,1,0,0,0,0]
["23570110",null,0,2,35,70,11,11.5,0,0,0,0,769,0,0,0,1.46,1.1000000000000001,1.1000000000000001,1.1000000000000001,769,0,0,0,66,0,0,0,3.6909990237855253E-2,0,0,0,3.969E-4,1.7345999999999999,4,5.7428799999999995E-4,0,0,0,0.95,0.95,0.95,0,0,0,0,0,0,0,0,0,0.9,0,0,0,null,769,null,1,null,null,0,0,0,0,null,1,1,1,0,0,0,null,0,0,0,1,0,0,0,0]
["23570150",null,0,2,35,70,15,16.5,0,0,0,0,922,0,0,0,1.3979999999999999,1.08,1.08,1.08,922,0,0,0,79,0,0,0,3.248788832119346E-2,0,0,0,2.0829999999999999E-4,1.724,2,4.6182900000000003E-4,0,0,0,1.01,1.01,1.01,0,0,0,0,0,0,0,0,0,0.7,0,0,0,null,922,null,1,null,null,0,0,0,0,null,1,1,1,0,0,0,null,0,0,0,1,0,0,0,0]
["23570160",null,0,2,35,70,16,16.5,0,0,0,0,1138,0,0,0,1.4650000000000001,1.1000000000000001,1.1000000000000001,1.1000000000000001,1138,0,0,0,98,0,0,0,0.14338937694026155,0,0,0,2.0829999999999999E-4,1.724,4,1.392796E-3,0,0,0,0.95,0.95,0.95,0,0,0,0,0,0,0,0,0,1.4,0,0,0,null,1138,null,1,null,null,0,0,0,0,null,1,1,1,0,0,0,null,0,0,0,1,0,0,0,0]
["23570200",null,0,2,35,70,20,21.5,0,0,0,0,1261,0,0,0,1.399,1.08,1.08,1.08,1261,0,0,0,108,0,0,0,4.7460316845963295E-2,0,0,0,1.2760000000000001E-4,1.7219,2,3.76611E-4,0,0,0,0.95,0.95,0.95,0,0,0,0,0,0,0,0,0,0.9,0,0,0,null,1261,null,1,null,null,0,0,0,0,null,1,1,1,0,0,0,null,0,0,0,1,0,0,0,0]
["23570210",null,0,2,35,70,21,21.5,0,0,0,0,1455,0,0,0,1.4810000000000001,1.05,1.05,1.05,1455,0,0,0,125,0,0,0,9.0084023670886471E-2,0,0,0,1.2760000000000001E-4,1.7219,4,5.1420100000000005E-4,0,0,0,0.85,0.85,0.85,0,0,0,0,0,0,0,0,0,1.9,0,0,0,null,1455,null,1,null,null,0,0,0,0,null,1,1,1,0,0,0,null,0,0,0,1,0,0,0,0]
["23580100",null,0,2,35,80,10,11.5,0,0,0,0,628,0,0,0,1.419,1.08,1.08,1.08,628,0,0,0,54,0,0,0,1.5659996677823602E-2,0,0,0,{"$f":"IF($G394=$CO$103,CP$103,IF($G394=$CO$104,CP$104,IF($G394=$CO$105,CP$105,IF($G394=$CO$107,CP$107,IF($G394=$CO$108,CP$108,IF($G394=$CO$109,CP$109,IF($G394=$CO$111,CP$111,IF($G394=$CO$112,CP$112,IF($G394=$CO$113,CP$113,IF($G394=$CO$115,CP$115,IF($G394=$CO$116,CP$116,IF($G394=$CO$117,CP$117,IF($G394=$CO$119,CP$119,IF($G394=$CO$120,CP$120,))))))))))))))","v":3.969E-4},{"$f":"IF($G394=$CO$103,CQ$103,IF($G394=$CO$104,CQ$104,IF($G394=$CO$105,CQ$105,IF($G394=$CO$107,CQ$107,IF($G394=$CO$108,CQ$108,IF($G394=$CO$109,CQ$109,IF($G394=$CO$111,CQ$111,IF($G394=$CO$112,CQ$112,IF($G394=$CO$113,CQ$113,IF($G394=$CO$115,CQ$115,IF($G394=$CO$116,CQ$116,IF($G394=$CO$117,CQ$117,IF($G394=$CO$119,CQ$119,IF($G394=$CO$120,CQ$120,))))))))))))))","v":1.7345999999999999},{"$f":"IF($G394=$CO$103,CR$103,IF($G394=$CO$104,CR$104,IF($G394=$CO$105,CR$105,IF($G394=$CO$107,CR$107,IF($G394=$CO$108,CR$108,IF($G394=$CO$109,CR$109,IF($G394=$CO$111,CR$111,IF($G394=$CO$112,CR$112,IF($G394=$CO$113,CR$113,IF($G394=$CO$115,CR$115,IF($G394=$CO$116,CR$116,IF($G394=$CO$117,CR$117,IF($G394=$CO$119,CR$119,IF($G394=$CO$120,CR$120,))))))))))))))","v":2},{"$f":"IF($G394=$CO$103,CS$103,IF($G394=$CO$104,CS$104,IF($G394=$CO$105,CS$105,IF($G394=$CO$107,CS$107,IF($G394=$CO$108,CS$108,IF($G394=$CO$109,CS$109,IF($G394=$CO$111,CS$111,IF($G394=$CO$112,CS$112,IF($G394=$CO$113,CS$113,IF($G394=$CO$115,CS$115,IF($G394=$CO$116,CS$116,IF($G394=$CO$117,CS$117,IF($G394=$CO$119,CS$119,IF($G394=$CO$120,CS$120,))))))))))))))","v":3.6734700000000002E-4},0,0,0,0.98,0.98,0.98,0,0,0,0,0,0,0,0,0,{"$f":"ROUND(IF(G394=10,$CO$92*F394,IF(G394=11,$CO$93*F394,IF(G394=15,$CO$94*F394,IF(G394=16,$CO$95*F394,IF(G394=20,$CO$96*F394,IF(G394=21,$CO$97*F394,)))))),1)","v":0.5},0,0,0,null,628,null,{"$f":"IF(C394=0,1,IF(G394=10,0.9,IF(G394=11,0.68,IF(G394=15,0.8,IF(G394=16,0.68,IF(G394=20,0.8,IF(G394=21,0.8)))))))","v":1},null,null,0,0,0,0,null,1,1,1,{"$f":"AQ394/BO394","v":0},{"$f":"AR394/BP394","v":0},{"$f":"AS394/BQ394","v":0},null,{"$f":"BR394-AQ394","v":0},{"$f":"BS394-AR394","v":0},{"$f":"BT394-AS394","v":0},1,0,0,0,0]
["23580110",null,0,2,35,80,11,11.5,0,0,0,0,878,0,0,0,1.46,1.1000000000000001,1.1000000000000001,1.1000000000000001,{"$f":"ROUND(M395*POWER((($S$1-$S$2)/LN(($S$1-$S$3)/($S$2-$S$3)))/((75-65)/LN((75-20)/(65-20))),Q395),0)","v":878},{"$f":"ROUND(N395*POWER((($S$1-$S$2)/LN(($S$1-$S$3)/($S$2-$S$3)))/((75-65)/LN((75-20)/(65-20))),R395),0)","v":0},{"$f":"ROUND(O395*POWER((($S$1-$S$2)/LN(($S$1-$S$3)/($S$2-$S$3)))/((75-65)/LN((75-20)/(65-20))),S395),0)","v":0},{"$f":"ROUND(P395*POWER((($S$1-$S$2)/LN(($S$1-$S$3)/($S$2-$S$3)))/((75-65)/LN((75-20)/(65-20))),T395),0)","v":0},{"$f":"ROUND(U395*3600/(4186*ABS($S$1-$S$2)),0)","v":76},{"$f":"ROUND(V395*3600/(4186*ABS($S$1-$S$2)),0)","v":0},{"$f":"ROUND(W395*3600/(4186*ABS($S$1-$S$2)),0)","v":0},{"$f":"ROUND(X395*3600/(4186*ABS($S$1-$S$2)),0)","v":0},{"$f":"(($AG395*(Y395^$AH395)*((($F395-14.4)*$AI395)/100))+($AJ395*(Y395^2)))*0.0098","v":5.1185452712083558E-2},{"$f":"(($AG395*(Z395^$AH395)*((($F395-14.4)*$AI395)/100))+($AJ395*(Z395^2)))*0.0098","v":0},{"$f":"(($AG395*(AA395^$AH395)*((($F395-14.4)*$AI395)/100))+($AJ395*(AA395^2)))*0.0098","v":0},{"$f":"(($AG395*(AB395^$AH395)*((($F395-14.4)*$AI395)/100))+($AJ395*(AB395^2)))*0.0098","v":0},3.969E-4,1.7345999999999999,4,5.7428799999999995E-4,0,0,0,{"$f":"IF($G395=10,0.98,IF($G395=11,0.95,IF($G395=15,1.01,IF($G395=16,0.95,IF($G395=20,0.95,IF($G395=21,0.85))))))","v":0.95},0.95,0.95,{"$f":"ROUND(AK395*POWER((($AT$1-$AT$2)/LN(($AT$1-$AT$3)/($AT$2-$AT$3)))/((16-18)/LN((16-27)/(18-27))),AN395),0)","v":0},{"$f":"ROUND(AL395*POWER((($AT$1-$AT$2)/LN(($AT$1-$AT$3)/($AT$2-$AT$3)))/((16-18)/LN((16-27)/(18-27))),AO395),0)","v":0},{"$f":"ROUND(AM395*POWER((($AT$1-$AT$2)/LN(($AT$1-$AT$3)/($AT$2-$AT$3)))/((16-18)/LN((16-27)/(18-27))),AP395),0)","v":0},{"$f":"ROUND(AQ395*3600/(4186*ABS($AT$1-$AT$2)),0)","v":0},{"$f":"ROUND(AR395*3600/(4186*ABS($AT$1-$AT$2)),0)","v":0},{"$f":"ROUND(AS395*3600/(4186*ABS($AT$1-$AT$2)),0)","v":0},{"$f":"(($AG395*(AT395^$AH395)*((($F395-14.4)*$AI395)/100))+($AJ395*(AT395^2)))*0.0098","v":0},{"$f":"(($AG395*(AU395^$AH395)*((($F395-14.4)*$AI395)/100))+($AJ395*(AU395^2)))*0.0098","v":0},{"$f":"(($AG395*(AV395^$AH395)*((($F395-14.4)*$AI395)/100))+($AJ395*(AV395^2)))*0.0098","v":0},1.1000000000000001,0,0,0,null,878,null,1,null,null,0,0,0,0,null,{"$f":"IF(1/(1+((2258*((0.622/((101325/(1*611*EXP(17.27*((($AT$1+$AT$2)/2)/((($AT$1+$AT$2)/2)+237.3))))))-1)*1000-(0.622/((101325/($AV$1*611*EXP(17.27*($AT$3/($AT$3+237.3))))))-1)*1000))/(1005*((($AT$1+$AT$2)/2)-$AT$3))))>1,1,1/(1+((2258*((0.622/((101325/(1*611*EXP(17.27*((($AT$1+$AT$2)/2)/((($AT$1+$AT$2)/2)+237.3))))))-1)*1000-(0.622/((101325/($AV$1*611*EXP(17.27*($AT$3/($AT$3+237.3))))))-1)*1000))/(1005*((($AT$1+$AT$2)/2)-$AT$3)))))","v":1},1,1,0,0,0,null,0,0,0,1,0,0,0,0]
["23580150",null,0,2,35,80,15,16.5,0,0,0,0,1054,0,0,0,1.3979999999999999,{"$f":"IF($G396=10,1.08,IF($G396=11,1.1,IF($G396=15,1.08,IF($G396=16,1.1,IF($G396=20,1.08,IF($G396=21,1.05))))))","v":1.08},1.08,1.08,1054,0,0,0,91,0,0,0,4.3865290448563153E-2,0,0,0,2.0829999999999999E-4,1.724,2,4.6182900000000003E-4,0,0,0,1.01,1.01,1.01,0,0,0,0,0,0,0,0,0,0.8,0,0,0,null,1054,null,1,null,null,0,0,0,0,null,1,1,1,0,0,0,null,0,0,0,1,0,0,0,0]
["23580160",null,0,2,35,80,16,16.5,0,0,0,0,1300,0,0,0,1.4650000000000001,1.1000000000000001,1.1000000000000001,1.1000000000000001,1300,0,0,0,112,0,0,0,0.18948776812934515,0,0,0,2.0829999999999999E-4,1.724,4,1.392796E-3,0,0,0,0.95,0.95,0.95,0,0,0,0,0,0,0,0,0,1.6,0,0,0,null,1300,null,1,null,null,0,0,0,0,null,1,1,1,0,0,0,null,0,0,0,1,0,0,0,0]
["23580200",null,0,2,35,80,20,21.5,0,0,0,0,{"$f":"BE398*BG398","v":1441},0,0,0,1.399,1.08,1.08,1.08,1441,0,0,0,124,0,0,0,6.3351520754339238E-2,0,0,0,1.2760000000000001E-4,1.7219,2,3.76611E-4,0,0,0,0.95,0.95,0.95,0,0,0,0,0,0,0,0,0,1.1000000000000001,0,0,0,null,1441,null,1,null,null,0,0,0,0,null,1,1,1,0,0,0,null,0,0,0,{"$f":"IF(SUM(BV398:BX398)=0,1,0)","v":1},0,0,0,0]
["23580210",null,0,2,35,80,21,21.5,0,0,0,0,1662,0,0,0,{"$f":"IF(E399=20,IF(G399=10,1.436,IF(G399=15,1.424,IF(G399=20,1.425,))),IF(E399=35,IF(G399=10,1.419,IF(G399=11,1.46,IF(G399=15,1.398,IF(G399=16,1.465,IF(G399=20,1.399,IF(G399=21,1.481,1)))))),IF(E399=50,IF(G399=10,1.402,IF(G399=11,1.455,IF(G399=15,1.372,IF(G399=16,1.463,IF(G399=20,1.373,IF(G399=21,1.486,1)))))),IF(E399=65,IF(G399=10,1.385,IF(G399=11,1.45,IF(G399=15,1.345,IF(G399=16,1.46,IF(G399=20,1.348,IF(G399=21,1.49,1)))))),IF(E399=95,IF(G399=10,1.35,IF(G399=11,1.441,IF(G399=15,1.293,IF(G399=16,1.455,IF(G399=20,1.296,IF(G399=21,1.499,1)))))),\"ERROR\")))))","v":1.4810000000000001},1.05,1.05,1.05,1662,0,0,0,143,0,0,0,0.11992370036414352,0,0,0,1.2760000000000001E-4,1.7219,4,5.1420100000000005E-4,0,0,0,0.85,0.85,0.85,0,0,0,0,0,0,0,0,0,2.1,0,0,0,null,1662,null,1,null,null,0,0,0,0,null,1,1,1,0,0,0,null,0,0,0,1,0,0,0,0]
["23590100",null,0,2,35,90,10,11.5,0,0,0,0,707,0,0,0,1.419,1.08,1.08,1.08,707,0,0,0,61,0,0,0,2.0745682765733558E-2,0,0,0,3.969E-4,1.7345999999999999,2,3.6734700000000002E-4,0,0,0,0.98,0.98,0.98,0,0,0,0,0,0,0,0,0,0.6,0,0,0,null,707,null,1,null,null,0,0,0,0,null,1,1,1,0,0,0,null,0,0,0,1,0,0,0,0]
["23590110",null,0,2,35,90,11,11.5,0,0,0,0,988,0,0,0,1.46,1.1000000000000001,1.1000000000000001,1.1000000000000001,988,0,0,0,85,0,0,0,6.6799659968566488E-2,0,0,0,3.969E-4,1.7345999999999999,4,5.7428799999999995E-4,0,0,0,0.95,0.95,0.95,0,0,0,0,0,0,0,0,0,1.2,0,0,0,null,988,null,1,null,null,0,0,0,0,null,1,1,1,0,0,0,null,0,0,0,1,0,0,0,0]
["23590150",null,0,2,35,90,15,16.5,0,0,0,0,1185,0,0,0,1.3979999999999999,1.08,1.08,1.08,1185,0,0,0,102,0,0,0,5.604742289896552E-2,0,0,0,2.0829999999999999E-4,1.724,2,4.6182900000000003E-4,0,0,0,1.01,1.01,1.01,0,0,0,0,0,0,0,0,0,0.9,0,0,0,null,1185,null,1,null,null,0,0,0,0,null,1,1,1,0,0,0,null,0,0,0,1,0,0,0,0]
["23590160",null,0,2,35,90,16,16.5,0,0,0,0,1463,0,0,0,1.4650000000000001,1.1000000000000001,1.1000000000000001,1.1000000000000001,1463,0,0,0,126,0,0,0,0.24249291204932844,0,0,0,2.0829999999999999E-4,1.724,4,1.392796E-3,0,0,0,0.95,0.95,0.95,0,0,0,0,0,0,0,0,0,1.8,0,0,0,null,1463,null,1,null,null,0,0,0,0,null,1,1,1,0,0,0,null,0,0,0,1,0,0,0,0]
["23590200",null,0,2,35,90,20,21.5,0,0,0,0,1621,0,0,0,1.399,1.08,1.08,1.08,1621,0,0,0,139,0,0,0,8.0571304803776403E-2,0,0,0,1.2760000000000001E-4,1.7219,2,3.76611E-4,0,0,0,0.95,0.95,0.95,0,0,0,0,0,0,0,0,0,1.2,0,0,0,null,1621,null,1,null,null,0,0,0,0,null,1,1,1,0,0,0,null,0,0,0,1,0,0,0,0]
["23590210",null,0,2,35,90,21,21.5,0,0,0,0,1870,0,0,0,1.4810000000000001,1.05,1.05,1.05,1870,0,0,0,161,0,0,0,0.1544760120486251,0,0,0,1.2760000000000001E-4,1.7219,4,5.1420100000000005E-4,0,0,0,0.85,0.85,0.85,0,0,0,0,0,0,0,0,0,2.4,0,0,0,null,1870,null,1,null,null,0,0,0,0,null,1,1,1,0,0,0,null,0,0,0,1,0,0,0,0]
["235100100",null,0,2,35,100,10,11.5,0,0,0,0,785,0,0,0,1.419,1.08,1.08,1.08,785,0,0,0,68,0,0,0,2.6694432123580292E-2,0,0,0,3.969E-4,1.7345999999999999,2,3.6734700000000002E-4,0,0,0,0.98,0.98,0.98,0,0,0,0,0,0,0,0,0,0.7,0,0,0,null,785,null,1,null,null,0,0,0,0,null,1,1,1,0,0,0,null,0,0,0,1,0,0,0,0]
["235100110",null,0,2,35,100,11,11.5,0,0,0,0,1098,0,0,0,1.46,1.1000000000000001,1.1000000000000001,1.1000000000000001,1098,0,0,0,94,0,0,0,8.4968605936618702E-2,0,0,0,3.969E-4,1.7345999999999999,4,5.7428799999999995E-4,0,0,0,0.95,0.95,0.95,0,0,0,0,0,0,0,0,0,1.3,0,0,0,null,1098,null,1,null,null,0,0,0,0,null,1,1,1,0,0,0,null,0,0,0,1,0,0,0,0]
["235100150",null,0,2,35,100,15,16.5,0,0,0,0,1317,0,0,0,1.3979999999999999,1.08,1.08,1.08,1317,0,0,0,113,0,0,0,6.989545441405931E-2,0,0,0,2.0829999999999999E-4,1.724,2,4.6182900000000003E-4,0,0,0,1.01,1.01,1.01,0,0,0,0,0,0,0,0,0,1,0,0,0,null,1317,null,1,null,null,0,0,0,0,null,1,1,1,0,0,0,null,0,0,0,1,0,{"$f":"ROUND(IF($C394=0,0,IF($C394=10,IF($G394=10,2539,IF($G394=11,3445,IF($G394=15,2539*1.3,IF($G394=16,3445*1.3,IF($G394=20,(2539*1.45),IF($G394=21,(3445*1.55))))))),IF($C394=15,IF($G394=10,0,IF($G394=11,0,IF($G394=15,3238,IF($G394=16,4735,IF($G394=20,4062,IF($G394=21,6098))))))))),0)","v":0},{"$f":"ROUND(IF($C394=0,0,IF($C394=10,IF($G394=10,352,IF($G394=11,577,IF($G394=15,442*1.15,IF($G394=16,725*1.15,IF($G394=20,(352*1.3),IF($G394=21,(577*1.3))))))),IF($C394=15,IF($G394=10,0,IF($G394=11,0,IF($G394=15,442,IF($G394=16,725,IF($G394=20,502,IF($G394=21,791))))))))),0)","v":0},0]
["235100160",null,0,2,35,100,16,16.5,0,0,0,0,1625,0,0,0,1.4650000000000001,1.1000000000000001,1.1000000000000001,1.1000000000000001,1625,0,0,0,140,0,0,0,0.30255290818518066,0,0,0,2.0829999999999999E-4,1.724,4,1.392796E-3,0,0,0,0.95,0.95,0.95,0,0,0,0,0,0,0,0,0,2,0,0,0,null,1625,null,1,null,null,0,0,0,0,null,1,1,1,0,0,0,null,0,0,0,1,{"$f":"ROUND(IF($C395=0,0,IF($C395=10,IF($G395=10,1127,IF($G395=11,2263,\"UNDEFINED\")),IF($C395=15,IF($G395=10,\"NOT POSSIBLE\",IF($G395=11,\"NOT POSSIBLE\",IF($G395=15,1615,IF($G395=16,3238,IF($G395=20,2298,IF($G395=21,2489)))))),\"ERROR\"))),0)","v":0},0,0,{"$f":"ROUND(IF($C395=0,0,IF($C395=10,IF($G395=10,62,IF($G395=11,50,\"UNDEFINED\")),IF($C395=15,IF($G395=10,\"NOT POSSIBLE\",IF($G395=11,\"NOT POSSIBLE\",IF($G395=15,63,IF($G395=16,75,IF($G395=20,78,IF($G395=21,92)))))),\"ERROR\"))),0)","v":0}]
["235100200",null,0,2,35,100,20,21.5,0,0,0,0,1801,0,0,0,1.399,1.08,1.08,1.08,1801,0,0,0,155,0,0,0,0.10132182168183375,0,0,0,1.2760000000000001E-4,1.7219,2,3.76611E-4,0,0,0,0.95,0.95,0.95,0,0,0,0,0,0,0,0,0,1.3,0,0,0,null,1801,null,1,null,null,0,0,0,0,null,1,1,1,0,0,0,null,0,0,0,1,0,0,0,0]
["235100210",null,0,2,35,100,21,21.5,0,0,0,0,2078,0,0,0,1.4810000000000001,1.05,1.05,1.05,2078,0,0,0,179,0,0,0,0.19387892950937397,0,0,0,1.2760000000000001E-4,1.7219,4,5.1420100000000005E-4,0,0,0,0.85,0.85,0.85,0,0,0,0,0,0,0,0,0,2.7,0,0,0,null,2078,null,1,null,null,0,0,0,0,null,1,1,1,0,0,0,null,0,0,0,1,0,0,0,0]
["235110100",null,0,2,35,110,10,11.5,0,0,0,0,864,0,0,0,1.419,1.08,1.08,1.08,864,0,0,0,74,0,0,0,3.2708247808455326E-2,0,0,0,3.969E-4,1.7345999999999999,2,3.6734700000000002E-4,0,0,0,0.98,0.98,0.98,0,0,0,0,0,0,0,0,0,0.7,0,0,0,null,864,null,1,null,null,0,0,0,0,null,1,1,1,0,0,0,null,0,0,0,1,0,0,0,0]
["235110110",null,0,2,35,110,11,11.5,0,0,0,0,1208,0,0,0,1.46,1.1000000000000001,1.1000000000000001,1.1000000000000001,1208,0,0,0,104,0,0,0,0.10777250084446813,0,0,0,3.969E-4,1.7345999999999999,4,5.7428799999999995E-4,0,0,0,0.95,0.95,0.95,0,0,0,0,0,0,0,0,0,1.5,0,0,0,null,1208,null,1,null,null,0,0,0,0,null,1,1,1,0,0,0,null,0,0,0,1,0,0,0,0]
[{"$f":"CONCATENATE(D414,E414,F414,G414,C414)","v":"235110150"},null,0,2,35,110,15,{"$f":"IF(G414=10,11.5,IF(G414=11,11.5,IF(G414=15,16.5,IF(G414=16,16.5,IF(G414=20,21.5,IF(G414=21,21.5,))))))","v":16.5},0,0,0,0,1449,0,0,0,1.3979999999999999,1.08,1.08,1.08,1449,0,0,0,125,0,0,0,8.6804603933169688E-2,0,0,0,2.0829999999999999E-4,1.724,2,4.6182900000000003E-4,0,0,0,1.01,1.01,1.01,0,0,0,0,0,0,0,0,0,1.1000000000000001,0,0,0,null,1449,null,1,null,null,0,0,0,0,null,1,1,1,0,0,0,null,0,0,0,1,0,0,0,0]
["235110160",null,0,2,35,110,16,16.5,0,0,0,0,1788,0,0,0,1.4650000000000001,1.1000000000000001,1.1000000000000001,1.1000000000000001,1788,0,0,0,154,0,0,0,0.36981110291871988,0,0,0,2.0829999999999999E-4,1.724,4,1.392796E-3,0,0,0,0.95,0.95,0.95,0,0,0,0,0,0,0,0,0,2.2000000000000002,0,0,0,null,1788,null,1,null,null,0,0,0,0,null,1,1,1,0,0,0,null,0,0,0,1,0,0,0,0]
["235110200",null,0,2,35,110,20,21.5,0,0,0,0,1981,0,0,0,1.399,1.08,1.08,1.08,1981,0,0,0,170,0,0,0,0.12322812647054995,0,0,0,1.2760000000000001E-4,1.7219,2,3.76611E-4,0,0,0,0.95,0.95,0.95,0,0,0,0,0,0,0,0,0,1.5,0,0,0,null,1981,null,1,null,null,0,0,0,0,null,1,1,1,0,0,0,null,0,0,0,1,0,0,0,0]
["235110210",null,0,2,35,110,21,21.5,0,0,0,0,2286,0,0,0,1.4810000000000001,1.05,1.05,1.05,2286,0,0,0,197,0,0,0,0.23826594242943056,0,0,0,1.2760000000000001E-4,1.7219,4,5.1420100000000005E-4,0,0,0,0.85,0.85,0.85,0,0,0,0,0,0,0,0,0,2.9,0,0,0,null,2286,null,1,null,null,0,0,0,0,null,1,1,1,0,0,0,null,0,0,0,1,0,0,0,0]
["235120100",null,0,2,35,120,10,11.5,0,0,0,0,942,0,0,0,1.419,1.08,1.08,1.08,942,0,0,0,81,0,0,0,4.040993278793184E-2,0,0,0,3.969E-4,1.7345999999999999,2,3.6734700000000002E-4,0,0,0,0.98,0.98,0.98,0,0,0,0,0,0,0,0,0,0.8,0,0,0,null,942,null,1,null,null,0,0,0,0,null,1,1,1,0,0,0,null,0,0,0,1,0,0,0,0]
["235120110",null,0,2,35,120,11,11.5,0,0,0,0,1318,0,0,0,1.46,1.1000000000000001,1.1000000000000001,1.1000000000000001,1318,0,0,0,113,0,0,0,0.13169173135351731,0,0,0,3.969E-4,1.7345999999999999,4,5.7428799999999995E-4,0,0,0,0.95,0.95,0.95,0,0,0,0,0,0,0,0,0,1.6,0,0,0,null,1318,null,1,null,null,0,0,0,0,null,1,1,1,0,0,0,null,0,0,0,1,0,0,0,0]
["235120150",null,0,2,35,120,15,16.5,0,0,0,0,1580,0,0,0,1.3979999999999999,1.08,1.08,1.08,1580,0,0,0,136,0,0,0,0.10426236994280538,0,0,0,2.0829999999999999E-4,1.724,2,4.6182900000000003E-4,0,0,0,1.01,1.01,1.01,0,0,0,0,0,0,0,0,0,1.2,0,0,0,null,1580,null,1,null,null,0,0,0,0,null,1,1,1,0,0,0,null,0,0,0,1,0,0,0,0]
["235120160",null,0,2,35,120,16,16.5,0,0,0,0,1950,0,0,0,1.4650000000000001,1.1000000000000001,1.1000000000000001,1.1000000000000001,1950,0,0,0,168,0,0,0,0.44440672192134928,0,0,0,2.0829999999999999E-4,1.724,4,1.392796E-3,0,0,0,0.95,0.95,0.95,0,0,0,0,0,0,0,0,0,2.4,0,0,0,null,1950,null,1,null,null,0,0,0,0,null,1,1,1,0,0,0,null,0,0,0,1,0,0,0,0]
["235120200",null,0,2,35,120,20,21.5,0,0,0,0,2161,0,0,0,1.399,1.08,1.08,1.08,2161,0,0,0,186,0,0,0,0.14904864681110624,0,0,0,1.2760000000000001E-4,1.7219,2,3.76611E-4,0,0,0,0.95,0.95,0.95,0,0,0,0,0,0,0,0,0,1.6,0,0,0,null,2161,null,1,null,null,0,0,0,0,null,1,1,1,0,0,0,null,0,0,0,1,0,0,0,0]
["235120210",null,0,2,35,120,21,21.5,0,0,0,0,2494,0,0,0,1.4810000000000001,1.05,1.05,1.05,2494,0,0,0,214,0,0,0,0.28516645987261979,0,0,0,1.2760000000000001E-4,1.7219,4,5.1420100000000005E-4,0,0,0,0.85,0.85,0.85,0,0,0,0,0,0,0,0,0,3.2,0,0,0,null,2494,null,1,null,null,0,0,0,0,null,1,1,1,0,0,0,null,0,0,0,1,0,0,0,0]
["235140100",null,0,2,35,140,10,11.5,0,0,0,0,1099,0,0,0,1.419,1.08,1.08,1.08,1099,0,0,0,95,0,0,0,5.8822146625254874E-2,0,0,0,3.969E-4,1.7345999999999999,2,3.6734700000000002E-4,0,0,0,0.98,0.98,0.98,0,0,0,0,0,0,0,0,0,0.9,0,0,0,null,1099,null,1,null,null,0,0,0,0,null,1,1,1,0,0,0,null,0,0,0,1,0,0,0,0]
["235140110",null,0,2,35,140,11,11.5,0,0,0,0,1537,0,0,0,1.46,1.1000000000000001,1.1000000000000001,1.1000000000000001,1537,0,0,0,132,0,0,0,0.19123872321470384,0,0,0,3.969E-4,1.7345999999999999,4,5.7428799999999995E-4,0,0,0,0.95,0.95,0.95,0,0,0,0,0,0,0,0,0,1.9,0,0,0,null,1537,null,1,null,null,0,0,0,0,null,1,1,1,0,0,0,null,0,0,0,1,0,0,0,0]
["235140150",null,0,2,35,140,15,16.5,0,0,0,0,1844,0,0,0,1.3979999999999999,1.08,1.08,1.08,1844,0,0,0,159,0,0,0,0.14641942142884493,0,0,0,2.0829999999999999E-4,1.724,2,4.6182900000000003E-4,0,0,0,1.01,1.01,1.01,0,0,0,0,0,0,0,0,0,1.4,0,0,0,null,1844,null,1,null,null,0,0,0,0,null,1,1,1,0,0,0,null,0,0,0,1,0,0,0,0]
["235140160",null,0,2,35,140,16,16.5,0,0,0,0,2275,0,0,0,1.4650000000000001,1.1000000000000001,1.1000000000000001,1.1000000000000001,2275,0,0,0,196,0,0,0,0.61614941249378397,0,0,0,2.0829999999999999E-4,1.724,4,1.392796E-3,0,0,0,0.95,0.95,0.95,0,0,0,0,0,0,0,0,0,2.8,0,0,0,null,2275,null,1,null,null,0,0,0,0,null,1,1,1,0,0,0,null,0,0,0,1,0,0,0,0]
["235140200",null,0,2,35,140,20,21.5,0,0,0,0,2421,0,0,0,1.399,1.08,1.08,1.08,2421,0,0,0,208,0,0,0,0.19047958557040545,0,0,0,1.2760000000000001E-4,1.7219,2,3.76611E-4,0,0,0,0.95,0.95,0.95,0,0,0,0,0,0,0,0,0,1.9,0,0,0,null,2421,null,1,null,null,0,0,0,0,null,1,1,1,0,0,0,null,0,0,0,1,0,0,0,0]
["235140210",null,0,2,35,140,21,21.5,0,0,0,0,2909,0,0,0,1.4810000000000001,1.05,1.05,1.05,2909,0,0,0,250,0,0,0,0.39950311013704237,0,0,0,1.2760000000000001E-4,1.7219,4,5.1420100000000005E-4,0,0,0,0.85,0.85,0.85,0,0,0,0,0,0,0,0,0,3.7,0,0,0,null,2909,null,1,null,null,0,0,0,0,null,1,1,1,0,0,0,null,0,0,0,1,0,0,0,0]
["235160100",null,0,2,35,160,10,11.5,0,0,0,0,1256,0,0,0,1.419,1.08,1.08,1.08,1256,0,0,0,108,0,0,0,8.0121160856386334E-2,0,0,0,3.969E-4,1.7345999999999999,2,3.6734700000000002E-4,0,0,0,0.98,0.98,0.98,0,0,0,0,0,0,0,0,0,1.1000000000000001,0,0,0,null,1256,null,1,null,null,0,0,0,0,null,1,1,1,0,0,0,null,0,0,0,1,0,0,0,0]
["235160110",null,0,2,35,160,11,11.5,0,0,0,0,1757,0,0,0,1.46,1.1000000000000001,1.1000000000000001,1.1000000000000001,1757,0,0,0,151,0,0,0,0.26471435794339571,0,0,0,3.969E-4,1.7345999999999999,4,5.7428799999999995E-4,0,0,0,0.95,0.95,0.95,0,0,0,0,0,0,0,0,0,2.1,0,0,0,null,1757,null,1,null,null,0,0,0,0,null,1,1,1,0,0,0,null,0,0,0,1,0,0,0,0]
["235160150",null,0,2,35,160,15,16.5,0,0,0,0,2107,0,0,0,1.3979999999999999,1.08,1.08,1.08,2107,0,0,0,181,0,0,0,0.19465528023903353,0,0,0,2.0829999999999999E-4,1.724,2,4.6182900000000003E-4,0,0,0,1.01,1.01,1.01,0,0,0,0,0,0,0,0,0,1.6,0,0,0,null,2107,null,1,null,null,0,0,0,0,null,1,1,1,0,0,0,null,0,0,0,1,0,0,0,0]
["235160160",null,0,2,35,160,16,16.5,0,0,0,0,2600,0,0,0,1.4650000000000001,1.1000000000000001,1.1000000000000001,1.1000000000000001,2600,0,0,0,224,0,0,0,0.81882898991557684,0,0,0,2.0829999999999999E-4,1.724,4,1.392796E-3,0,0,0,0.95,0.95,0.95,0,0,0,0,0,0,0,0,0,3.2,0,0,0,null,2600,null,1,null,null,0,0,0,0,null,1,1,1,0,0,0,null,0,0,0,1,0,0,0,0]
["235160200",null,0,2,35,160,20,21.5,0,0,0,0,2882,0,0,0,1.399,1.08,1.08,1.08,2882,0,0,0,248,0,0,0,0.27533463155561616,0,0,0,1.2760000000000001E-4,1.7219,2,3.76611E-4,0,0,0,0.95,0.95,0.95,0,0,0,0,0,0,0,0,0,2.1,0,0,0,null,2882,null,1,null,null,0,0,0,0,null,1,1,1,0,0,0,null,0,0,0,1,0,0,0,0]
["235160210",null,0,2,35,160,21,21.5,0,0,0,0,3325,0,0,0,1.4810000000000001,1.05,1.05,1.05,3325,0,0,0,286,0,0,0,0.53575442865690937,0,0,0,1.2760000000000001E-4,1.7219,4,5.1420100000000005E-4,0,0,0,0.85,0.85,0.85,0,0,0,0,0,0,0,0,0,4.3,0,0,0,null,3325,null,1,null,null,0,0,0,0,null,1,1,1,0,0,0,null,0,0,0,1,0,0,0,0]
["235180100",null,0,2,35,180,10,11.5,0,0,0,0,1413,0,0,0,1.419,1.08,1.08,1.08,1413,0,0,0,122,0,0,0,0.10716173726120211,0,0,0,3.969E-4,1.7345999999999999,2,3.6734700000000002E-4,0,0,0,0.98,0.98,0.98,0,0,0,0,0,0,0,0,0,1.2,0,0,0,null,1413,null,1,null,null,0,0,0,0,null,1,1,1,0,0,0,null,0,0,0,1,0,0,0,0]
["235180110",null,0,2,35,180,11,11.5,0,0,0,0,1976,0,0,0,1.46,1.1000000000000001,1.1000000000000001,1.1000000000000001,1976,0,0,0,170,0,0,0,0.35318021146482054,0,0,0,3.969E-4,1.7345999999999999,4,5.7428799999999995E-4,0,0,0,0.95,0.95,0.95,0,0,0,0,0,0,0,0,0,2.4,0,0,0,null,1976,null,1,null,null,0,0,0,0,null,1,1,1,0,0,0,null,0,0,0,1,0,0,0,0]
["235180150",null,0,2,35,180,15,16.5,0,0,0,0,2371,0,0,0,1.3979999999999999,1.08,1.08,1.08,2371,0,0,0,204,0,0,0,0.25318564760967638,0,0,0,2.0829999999999999E-4,1.724,2,4.6182900000000003E-4,0,0,0,1.01,1.01,1.01,0,0,0,0,0,0,0,0,0,1.8,0,0,0,null,2371,null,1,null,null,0,0,0,0,null,1,1,1,0,0,0,null,0,0,0,1,0,0,0,0]
["235180160",null,0,2,35,180,16,16.5,0,0,0,0,2925,0,0,0,1.4650000000000001,1.1000000000000001,1.1000000000000001,1.1000000000000001,2925,0,0,0,252,0,0,0,1.0534510929149468,0,0,0,2.0829999999999999E-4,1.724,4,1.392796E-3,0,0,0,0.95,0.95,0.95,0,0,0,0,0,0,0,0,0,3.6,0,0,0,null,2925,null,1,null,null,0,0,0,0,null,1,1,1,0,0,0,null,0,0,0,1,0,0,0,0]
["235180200",null,0,2,35,180,20,21.5,0,0,0,0,3242,0,0,0,1.399,1.08,1.08,1.08,3242,0,0,0,279,0,0,0,0.35463148786401827,0,0,0,1.2760000000000001E-4,1.7219,2,3.76611E-4,0,0,0,0.95,0.95,0.95,0,0,0,0,0,0,0,0,0,2.4,0,0,0,null,3242,null,1,null,null,0,0,0,0,null,1,1,1,0,0,0,null,0,0,0,1,0,0,0,0]
["235180210",null,0,2,35,180,21,21.5,0,0,0,0,3740,0,0,0,1.4810000000000001,1.05,1.05,1.05,3740,0,0,0,322,0,0,0,0.69485621015675492,0,0,0,1.2760000000000001E-4,1.7219,4,5.1420100000000005E-4,0,0,0,0.85,0.85,0.85,0,0,0,0,0,0,0,0,0,4.8,0,0,0,null,3740,null,1,null,null,0,0,0,0,null,1,1,1,0,0,0,null,0,0,0,1,0,0,0,0]
["235200100",null,0,2,35,200,10,11.5,0,0,0,0,1570,0,0,0,1.419,1.08,1.08,1.08,1570,0,0,0,135,0,0,0,0.13719007734456728,0,0,0,3.969E-4,1.7345999999999999,2,3.6734700000000002E-4,0,0,0,0.98,0.98,0.98,0,0,0,0,0,0,0,0,0,1.3,0,0,0,null,1570,null,1,null,null,0,0,0,0,null,1,1,1,0,0,0,null,0,0,0,1,0,0,0,0]
["235200110",null,0,2,35,200,11,11.5,0,0,0,0,2196,0,0,0,1.46,1.1000000000000001,1.1000000000000001,1.1000000000000001,2196,0,0,0,189,0,0,0,0.45766170965419894,0,0,0,3.969E-4,1.7345999999999999,4,5.7428799999999995E-4,0,0,0,0.95,0.95,0.95,0,0,0,0,0,0,0,0,0,2.7,0,0,0,null,2196,null,1,null,null,0,0,0,0,null,1,1,1,0,0,0,null,0,0,0,1,0,0,0,0]
["235200150",null,0,2,35,200,15,16.5,0,0,0,0,2634,0,0,0,1.3979999999999999,1.08,1.08,1.08,2634,0,0,0,227,0,0,0,0.3205762003800503,0,0,0,2.0829999999999999E-4,1.724,2,4.6182900000000003E-4,0,0,0,1.01,1.01,1.01,0,0,0,0,0,0,0,0,0,2,0,0,0,null,2634,null,1,null,null,0,0,0,0,null,1,1,1,0,0,0,null,0,0,0,1,0,0,0,0]
["235200160",null,0,2,35,200,16,16.5,0,0,0,0,3250,0,0,0,1.4650000000000001,1.1000000000000001,1.1000000000000001,1.1000000000000001,3250,0,0,0,280,0,0,0,1.3209859254665406,0,0,0,2.0829999999999999E-4,1.724,4,1.392796E-3,0,0,0,0.95,0.95,0.95,0,0,0,0,0,0,0,0,0,4,0,0,0,null,3250,null,1,null,null,0,0,0,0,null,1,1,1,0,0,0,null,0,0,0,1,0,0,0,0]
["235200200",null,0,2,35,200,20,21.5,0,0,0,0,3602,0,0,0,1.399,1.08,1.08,1.08,3602,0,0,0,310,0,0,0,0.44516633811382111,0,0,0,1.2760000000000001E-4,1.7219,2,3.76611E-4,0,0,0,0.95,0.95,0.95,0,0,0,0,0,0,0,0,0,2.7,0,0,0,null,3602,null,1,null,null,0,0,0,0,null,1,1,1,0,0,0,null,0,0,0,1,0,0,0,0]
["235200210",null,0,2,35,200,21,21.5,0,0,0,0,4156,0,0,0,1.4810000000000001,1.05,1.05,1.05,4156,0,0,0,357,0,0,0,0.87299374293201415,0,0,0,1.2760000000000001E-4,1.7219,4,5.1420100000000005E-4,0,0,0,0.85,0.85,0.85,0,0,0,0,0,0,0,0,0,5.3,0,0,0,null,4156,null,1,null,null,0,0,0,0,null,1,1,1,0,0,0,null,0,0,0,1,0,0,0,0]
["235220100",null,0,2,35,220,10,11.5,0,0,0,0,1727,0,0,0,1.419,1.08,1.08,1.08,1727,0,0,0,149,0,0,0,0.17401918426541593,0,0,0,3.969E-4,1.7345999999999999,2,3.6734700000000002E-4,0,0,0,0.98,0.98,0.98,0,0,0,0,0,0,0,0,0,1.5,0,0,0,null,1727,null,1,null,null,0,0,0,0,null,1,1,1,0,0,0,null,0,0,0,1,0,0,0,0]
["235220110",null,0,2,35,220,11,11.5,0,0,0,0,2416,0,0,0,1.46,1.1000000000000001,1.1000000000000001,1.1000000000000001,2416,0,0,0,208,0,0,0,0.57915334784840511,0,0,0,3.969E-4,1.7345999999999999,4,5.7428799999999995E-4,0,0,0,0.95,0.95,0.95,0,0,0,0,0,0,0,0,0,2.9,0,0,0,null,2416,null,1,null,null,0,0,0,0,null,1,1,1,0,0,0,null,0,0,0,1,0,0,0,0]
["235220150",null,0,2,35,220,15,16.5,0,0,0,0,2897,0,0,0,1.3979999999999999,1.08,1.08,1.08,2897,0,0,0,249,0,0,0,0.39411712243899583,0,0,0,2.0829999999999999E-4,1.724,2,4.6182900000000003E-4,0,0,0,1.01,1.01,1.01,0,0,0,0,0,0,0,0,0,2.2000000000000002,0,0,0,null,2897,null,1,null,null,0,0,0,0,null,1,1,1,0,0,0,null,0,0,0,1,0,0,0,0]
["235220160",null,0,2,35,220,16,16.5,0,0,0,0,3575,0,0,0,1.4650000000000001,1.1000000000000001,1.1000000000000001,1.1000000000000001,3575,0,0,0,307,0,0,0,1.6121478117333252,0,0,0,2.0829999999999999E-4,1.724,4,1.392796E-3,0,0,0,0.95,0.95,0.95,0,0,0,0,0,0,0,0,0,4.4000000000000004,0,0,0,null,3575,null,1,null,null,0,0,0,0,null,1,1,1,0,0,0,null,0,0,0,1,0,0,0,0]
["235220200",null,0,2,35,220,20,21.5,0,0,0,0,3962,0,0,0,1.399,1.08,1.08,1.08,3962,0,0,0,341,0,0,0,0.54727657935495211,0,0,0,1.2760000000000001E-4,1.7219,2,3.76611E-4,0,0,0,0.95,0.95,0.95,0,0,0,0,0,0,0,0,0,2.9,0,0,0,null,3962,null,1,null,null,0,0,0,0,null,1,1,1,0,0,0,null,0,0,0,1,0,0,0,0]
["235220210",null,0,2,35,220,21,21.5,0,0,0,0,4572,0,0,0,1.4810000000000001,1.05,1.05,1.05,4572,0,0,0,393,0,0,0,1.0799037972071972,0,0,0,1.2760000000000001E-4,1.7219,4,5.1420100000000005E-4,0,0,0,0.85,0.85,0.85,0,0,0,0,0,0,0,0,0,5.9,0,0,0,null,4572,null,1,null,null,0,0,0,0,null,1,1,1,0,0,0,null,0,0,0,1,0,0,0,0]
["235240100",null,0,2,35,240,10,11.5,0,0,0,0,1884,0,0,0,1.419,1.08,1.08,1.08,1884,0,0,0,162,0,0,0,0.21385001432244374,0,0,0,3.969E-4,1.7345999999999999,2,3.6734700000000002E-4,0,0,0,0.98,0.98,0.98,0,0,0,0,0,0,0,0,0,1.6,0,0,0,null,1884,null,1,null,null,0,0,0,0,null,1,1,1,0,0,0,null,0,0,0,1,0,0,0,0]
["235240110",null,0,2,35,240,11,11.5,0,0,0,0,2635,0,0,0,1.46,1.1000000000000001,1.1000000000000001,1.1000000000000001,2635,0,0,0,227,0,0,0,0.71862269602383722,0,0,0,3.969E-4,1.7345999999999999,4,5.7428799999999995E-4,0,0,0,0.95,0.95,0.95,0,0,0,0,0,0,0,0,0,3.2,0,0,0,null,2635,null,1,null,null,0,0,0,0,null,1,1,1,0,0,0,null,0,0,0,1,0,0,0,0]
["235240150",null,0,2,35,240,15,16.5,0,0,0,0,3161,0,0,0,1.3979999999999999,1.08,1.08,1.08,3161,0,0,0,272,0,0,0,0.47988378389808956,0,0,0,2.0829999999999999E-4,1.724,2,4.6182900000000003E-4,0,0,0,1.01,1.01,1.01,0,0,0,0,0,0,0,0,0,2.4,0,0,0,null,3161,null,1,null,null,0,0,0,0,null,1,1,1,0,0,0,null,0,0,0,1,0,0,0,0]
["235240160",null,0,2,35,240,16,16.5,0,0,0,0,3900,0,0,0,1.4650000000000001,1.1000000000000001,1.1000000000000001,1.1000000000000001,3900,0,0,0,335,0,0,0,1.9472280970831903,0,0,0,2.0829999999999999E-4,1.724,4,1.392796E-3,0,0,0,0.95,0.95,0.95,0,0,0,0,0,0,0,0,0,4.8,0,0,0,null,3900,null,1,null,null,0,0,0,0,null,1,1,1,0,0,0,null,0,0,0,1,0,0,0,0]
["235240200",null,0,2,35,240,20,21.5,0,0,0,0,4322,0,0,0,1.399,1.08,1.08,1.08,4322,0,0,0,372,0,0,0,0.6612900752975972,0,0,0,{"$f":"IF($G458=$CO$103,CP$103,IF($G458=$CO$104,CP$104,IF($G458=$CO$105,CP$105,IF($G458=$CO$107,CP$107,IF($G458=$CO$108,CP$108,IF($G458=$CO$109,CP$109,IF($G458=$CO$111,CP$111,IF($G458=$CO$112,CP$112,IF($G458=$CO$113,CP$113,IF($G458=$CO$115,CP$115,IF($G458=$CO$116,CP$116,IF($G458=$CO$117,CP$117,IF($G458=$CO$119,CP$119,IF($G458=$CO$120,CP$120,))))))))))))))","v":1.2760000000000001E-4},{"$f":"IF($G458=$CO$103,CQ$103,IF($G458=$CO$104,CQ$104,IF($G458=$CO$105,CQ$105,IF($G458=$CO$107,CQ$107,IF($G458=$CO$108,CQ$108,IF($G458=$CO$109,CQ$109,IF($G458=$CO$111,CQ$111,IF($G458=$CO$112,CQ$112,IF($G458=$CO$113,CQ$113,IF($G458=$CO$115,CQ$115,IF($G458=$CO$116,CQ$116,IF($G458=$CO$117,CQ$117,IF($G458=$CO$119,CQ$119,IF($G458=$CO$120,CQ$120,))))))))))))))","v":1.7219},{"$f":"IF($G458=$CO$103,CR$103,IF($G458=$CO$104,CR$104,IF($G458=$CO$105,CR$105,IF($G458=$CO$107,CR$107,IF($G458=$CO$108,CR$108,IF($G458=$CO$109,CR$109,IF($G458=$CO$111,CR$111,IF($G458=$CO$112,CR$112,IF($G458=$CO$113,CR$113,IF($G458=$CO$115,CR$115,IF($G458=$CO$116,CR$116,IF($G458=$CO$117,CR$117,IF($G458=$CO$119,CR$119,IF($G458=$CO$120,CR$120,))))))))))))))","v":2},{"$f":"IF($G458=$CO$103,CS$103,IF($G458=$CO$104,CS$104,IF($G458=$CO$105,CS$105,IF($G458=$CO$107,CS$107,IF($G458=$CO$108,CS$108,IF($G458=$CO$109,CS$109,IF($G458=$CO$111,CS$111,IF($G458=$CO$112,CS$112,IF($G458=$CO$113,CS$113,IF($G458=$CO$115,CS$115,IF($G458=$CO$116,CS$116,IF($G458=$CO$117,CS$117,IF($G458=$CO$119,CS$119,IF($G458=$CO$120,CS$120,))))))))))))))","v":3.76611E-4},0,0,0,0.95,0.95,0.95,0,0,0,0,0,0,0,0,0,{"$f":"ROUND(IF(G458=10,$CO$92*F458,IF(G458=11,$CO$93*F458,IF(G458=15,$CO$94*F458,IF(G458=16,$CO$95*F458,IF(G458=20,$CO$96*F458,IF(G458=21,$CO$97*F458,)))))),1)","v":3.2},0,0,0,null,4322,null,{"$f":"IF(C458=0,1,IF(G458=10,0.9,IF(G458=11,0.68,IF(G458=15,0.8,IF(G458=16,0.68,IF(G458=20,0.8,IF(G458=21,0.8)))))))","v":1},null,null,0,0,0,0,null,1,1,1,{"$f":"AQ458/BO458","v":0},{"$f":"AR458/BP458","v":0},{"$f":"AS458/BQ458","v":0},null,{"$f":"BR458-AQ458","v":0},{"$f":"BS458-AR458","v":0},{"$f":"BT458-AS458","v":0},1,0,0,0,0]
["235240210",null,0,2,35,240,21,21.5,0,0,0,0,4987,0,0,0,1.4810000000000001,1.05,1.05,1.05,{"$f":"ROUND(M459*POWER((($S$1-$S$2)/LN(($S$1-$S$3)/($S$2-$S$3)))/((75-65)/LN((75-20)/(65-20))),Q459),0)","v":4987},{"$f":"ROUND(N459*POWER((($S$1-$S$2)/LN(($S$1-$S$3)/($S$2-$S$3)))/((75-65)/LN((75-20)/(65-20))),R459),0)","v":0},{"$f":"ROUND(O459*POWER((($S$1-$S$2)/LN(($S$1-$S$3)/($S$2-$S$3)))/((75-65)/LN((75-20)/(65-20))),S459),0)","v":0},{"$f":"ROUND(P459*POWER((($S$1-$S$2)/LN(($S$1-$S$3)/($S$2-$S$3)))/((75-65)/LN((75-20)/(65-20))),T459),0)","v":0},{"$f":"ROUND(U459*3600/(4186*ABS($S$1-$S$2)),0)","v":429},{"$f":"ROUND(V459*3600/(4186*ABS($S$1-$S$2)),0)","v":0},{"$f":"ROUND(W459*3600/(4186*ABS($S$1-$S$2)),0)","v":0},{"$f":"ROUND(X459*3600/(4186*ABS($S$1-$S$2)),0)","v":0},{"$f":"(($AG459*(Y459^$AH459)*((($F459-14.4)*$AI459)/100))+($AJ459*(Y459^2)))*0.0098","v":1.3122749769142397},{"$f":"(($AG459*(Z459^$AH459)*((($F459-14.4)*$AI459)/100))+($AJ459*(Z459^2)))*0.0098","v":0},{"$f":"(($AG459*(AA459^$AH459)*((($F459-14.4)*$AI459)/100))+($AJ459*(AA459^2)))*0.0098","v":0},{"$f":"(($AG459*(AB459^$AH459)*((($F459-14.4)*$AI459)/100))+($AJ459*(AB459^2)))*0.0098","v":0},1.2760000000000001E-4,1.7219,4,5.1420100000000005E-4,0,0,0,{"$f":"IF($G459=10,0.98,IF($G459=11,0.95,IF($G459=15,1.01,IF($G459=16,0.95,IF($G459=20,0.95,IF($G459=21,0.85))))))","v":0.85},0.85,0.85,{"$f":"ROUND(AK459*POWER((($AT$1-$AT$2)/LN(($AT$1-$AT$3)/($AT$2-$AT$3)))/((16-18)/LN((16-27)/(18-27))),AN459),0)","v":0},{"$f":"ROUND(AL459*POWER((($AT$1-$AT$2)/LN(($AT$1-$AT$3)/($AT$2-$AT$3)))/((16-18)/LN((16-27)/(18-27))),AO459),0)","v":0},{"$f":"ROUND(AM459*POWER((($AT$1-$AT$2)/LN(($AT$1-$AT$3)/($AT$2-$AT$3)))/((16-18)/LN((16-27)/(18-27))),AP459),0)","v":0},{"$f":"ROUND(AQ459*3600/(4186*ABS($AT$1-$AT$2)),0)","v":0},{"$f":"ROUND(AR459*3600/(4186*ABS($AT$1-$AT$2)),0)","v":0},{"$f":"ROUND(AS459*3600/(4186*ABS($AT$1-$AT$2)),0)","v":0},{"$f":"(($AG459*(AT459^$AH459)*((($F459-14.4)*$AI459)/100))+($AJ459*(AT459^2)))*0.0098","v":0},{"$f":"(($AG459*(AU459^$AH459)*((($F459-14.4)*$AI459)/100))+($AJ459*(AU459^2)))*0.0098","v":0},{"$f":"(($AG459*(AV459^$AH459)*((($F459-14.4)*$AI459)/100))+($AJ459*(AV459^2)))*0.0098","v":0},6.4,0,0,0,null,4987,null,1,null,null,0,0,0,0,null,{"$f":"IF(1/(1+((2258*((0.622/((101325/(1*611*EXP(17.27*((($AT$1+$AT$2)/2)/((($AT$1+$AT$2)/2)+237.3))))))-1)*1000-(0.622/((101325/($AV$1*611*EXP(17.27*($AT$3/($AT$3+237.3))))))-1)*1000))/(1005*((($AT$1+$AT$2)/2)-$AT$3))))>1,1,1/(1+((2258*((0.622/((101325/(1*611*EXP(17.27*((($AT$1+$AT$2)/2)/((($AT$1+$AT$2)/2)+237.3))))))-1)*1000-(0.622/((101325/($AV$1*611*EXP(17.27*($AT$3/($AT$3+237.3))))))-1)*1000))/(1005*((($AT$1+$AT$2)/2)-$AT$3)))))","v":1},1,1,0,0,0,null,0,0,0,1,0,0,0,0]
["235260100",null,0,2,35,260,10,11.5,0,0,0,0,2041,0,0,0,1.419,{"$f":"IF($G460=10,1.08,IF($G460=11,1.1,IF($G460=15,1.08,IF($G460=16,1.1,IF($G460=20,1.08,IF($G460=21,1.05))))))","v":1.08},1.08,1.08,2041,0,0,0,176,0,0,0,0.26156216974774466,0,0,0,3.969E-4,1.7345999999999999,2,3.6734700000000002E-4,0,0,0,0.98,0.98,0.98,0,0,0,0,0,0,0,0,0,1.7,0,0,0,null,2041,null,1,null,null,0,0,0,0,null,1,1,1,0,0,0,null,0,0,0,1,0,0,0,0]
["235260110",null,0,2,35,260,11,11.5,0,0,0,0,2855,0,0,0,1.46,1.1000000000000001,1.1000000000000001,1.1000000000000001,2855,0,0,0,246,0,0,0,0.87701355978681095,0,0,0,3.969E-4,1.7345999999999999,4,5.7428799999999995E-4,0,0,0,0.95,0.95,0.95,0,0,0,0,0,0,0,0,0,3.5,0,0,0,null,2855,null,1,null,null,0,0,0,0,null,1,1,1,0,0,0,null,0,0,0,1,0,0,0,0]
["235260150",null,0,2,35,260,15,16.5,0,0,0,0,{"$f":"BE462*BG462","v":3424},0,0,0,1.3979999999999999,1.08,1.08,1.08,3424,0,0,0,294,0,0,0,0.57175569788924574,0,0,0,2.0829999999999999E-4,1.724,2,4.6182900000000003E-4,0,0,0,1.01,1.01,1.01,0,0,0,0,0,0,0,0,0,2.6,0,0,0,null,3424,null,1,null,null,0,0,0,0,null,1,1,1,0,0,0,null,0,0,0,{"$f":"IF(SUM(BV462:BX462)=0,1,0)","v":1},0,0,0,0]
["235260160",null,0,2,35,260,16,16.5,0,0,0,0,4255,0,0,0,{"$f":"IF(E463=20,IF(G463=10,1.436,IF(G463=15,1.424,IF(G463=20,1.425,))),IF(E463=35,IF(G463=10,1.419,IF(G463=11,1.46,IF(G463=15,1.398,IF(G463=16,1.465,IF(G463=20,1.399,IF(G463=21,1.481,1)))))),IF(E463=50,IF(G463=10,1.402,IF(G463=11,1.455,IF(G463=15,1.372,IF(G463=16,1.463,IF(G463=20,1.373,IF(G463=21,1.486,1)))))),IF(E463=65,IF(G463=10,1.385,IF(G463=11,1.45,IF(G463=15,1.345,IF(G463=16,1.46,IF(G463=20,1.348,IF(G463=21,1.49,1)))))),IF(E463=95,IF(G463=10,1.35,IF(G463=11,1.441,IF(G463=15,1.293,IF(G463=16,1.455,IF(G463=20,1.296,IF(G463=21,1.499,1)))))),\"ERROR\")))))","v":1.4650000000000001},1.1000000000000001,1.1000000000000001,1.1000000000000001,4255,0,0,0,366,0,0,0,2.3552183140220415,0,0,0,2.0829999999999999E-4,1.724,4,1.392796E-3,0,0,0,0.95,0.95,0.95,0,0,0,0,0,0,0,0,0,5.2,0,0,0,null,4255,null,1,null,null,0,0,0,0,null,1,1,1,0,0,0,null,0,0,0,1,0,0,0,0]
["235260200",null,0,2,35,260,20,21.5,0,0,0,0,4683,0,0,0,1.399,1.08,1.08,1.08,4683,0,0,0,403,0,0,0,0.78752628248876222,0,0,0,1.2760000000000001E-4,1.7219,2,3.76611E-4,0,0,0,0.95,0.95,0.95,0,0,0,0,0,0,0,0,0,3.5,0,0,0,null,4683,null,1,null,null,0,0,0,0,null,1,1,1,0,0,0,null,0,0,0,1,0,0,0,0]
["235260210",null,0,2,35,260,21,21.5,0,0,0,0,5403,0,0,0,1.4810000000000001,1.05,1.05,1.05,5403,0,0,0,465,0,0,0,1.5709349220580664,0,0,0,1.2760000000000001E-4,1.7219,4,5.1420100000000005E-4,0,0,0,0.85,0.85,0.85,0,0,0,0,0,0,0,0,0,6.9,0,0,0,null,5403,null,1,null,null,0,0,0,0,null,1,1,1,0,0,0,null,0,0,0,1,0,0,0,0]
["235280100",null,0,2,35,280,10,11.5,0,0,0,0,2198,0,0,0,1.419,1.08,1.08,1.08,2198,0,0,0,189,0,0,0,0.31221388940514583,0,0,0,3.969E-4,1.7345999999999999,2,3.6734700000000002E-4,0,0,0,0.98,0.98,0.98,0,0,0,0,0,0,0,0,0,1.9,0,0,0,null,2198,null,1,null,null,0,0,0,0,null,1,1,1,0,0,0,null,0,0,0,1,0,0,0,0]
["235280110",null,0,2,35,280,11,11.5,0,0,0,0,3074,0,0,0,1.46,1.1000000000000001,1.1000000000000001,1.1000000000000001,3074,0,0,0,264,0,0,0,1.0479570274011307,0,0,0,3.969E-4,1.7345999999999999,4,5.7428799999999995E-4,0,0,0,0.95,0.95,0.95,0,0,0,0,0,0,0,0,0,3.7,0,0,0,null,3074,null,1,null,null,0,0,0,0,null,1,1,1,0,0,0,null,0,0,0,1,0,0,0,0]
["235280150",null,0,2,35,280,15,16.5,0,0,0,0,3688,0,0,0,1.3979999999999999,1.08,1.08,1.08,3688,0,0,0,317,0,0,0,0.67713637101847701,0,0,0,2.0829999999999999E-4,1.724,2,4.6182900000000003E-4,0,0,0,1.01,1.01,1.01,0,0,0,0,0,0,0,0,0,2.8,0,0,0,null,3688,null,1,null,null,0,0,0,0,null,1,1,1,0,0,0,null,0,0,0,1,0,0,0,0]
["235280160",null,0,2,35,280,16,16.5,0,0,0,0,4550,0,0,0,1.4650000000000001,1.1000000000000001,1.1000000000000001,1.1000000000000001,4550,0,0,0,391,0,0,0,2.7251682347659258,0,0,0,2.0829999999999999E-4,1.724,4,1.392796E-3,0,0,0,0.95,0.95,0.95,0,0,0,0,0,0,0,0,0,5.6,0,0,0,null,4550,null,1,null,null,0,0,0,0,null,1,1,1,0,0,0,null,0,0,0,1,0,0,0,0]
["235280200",null,0,2,35,280,20,21.5,0,0,0,0,5043,0,0,0,1.399,1.08,1.08,1.08,5043,0,0,0,434,0,0,0,0.92629715903703291,0,0,0,1.2760000000000001E-4,1.7219,2,3.76611E-4,0,0,0,0.95,0.95,0.95,0,0,0,0,0,0,0,0,0,3.7,0,0,0,null,5043,null,1,null,null,0,0,0,0,null,1,1,1,0,0,0,null,0,0,0,1,0,0,0,0]
["235280210",null,0,2,35,280,21,21.5,0,0,0,0,5818,0,0,0,1.4810000000000001,1.05,1.05,1.05,5818,0,0,0,500,0,0,0,1.8496148508223738,0,0,0,1.2760000000000001E-4,1.7219,4,5.1420100000000005E-4,0,0,0,0.85,0.85,0.85,0,0,0,0,0,0,0,0,0,7.5,0,0,0,null,5818,null,1,null,null,0,0,0,0,null,1,1,1,0,0,0,null,0,0,0,1,0,0,0,0]
["25050100",null,0,2,50,50,10,11.5,0,0,0,0,482,0,0,0,1.4019999999999999,1.08,1.08,1.08,482,0,0,0,41,0,0,0,7.7890899379448103E-3,0,0,0,3.969E-4,1.7345999999999999,2,3.6734700000000002E-4,0,0,0,0.98,0.98,0.98,0,0,0,0,0,0,0,0,0,0.3,0,0,0,null,482,null,1,null,null,0,0,0,0,null,1,1,1,0,0,0,null,0,0,0,1,0,{"$f":"ROUND(IF($C458=0,0,IF($C458=10,IF($G458=10,2539,IF($G458=11,3445,IF($G458=15,2539*1.3,IF($G458=16,3445*1.3,IF($G458=20,(2539*1.45),IF($G458=21,(3445*1.55))))))),IF($C458=15,IF($G458=10,0,IF($G458=11,0,IF($G458=15,3238,IF($G458=16,4735,IF($G458=20,4062,IF($G458=21,6098))))))))),0)","v":0},{"$f":"ROUND(IF($C458=0,0,IF($C458=10,IF($G458=10,352,IF($G458=11,577,IF($G458=15,442*1.15,IF($G458=16,725*1.15,IF($G458=20,(352*1.3),IF($G458=21,(577*1.3))))))),IF($C458=15,IF($G458=10,0,IF($G458=11,0,IF($G458=15,442,IF($G458=16,725,IF($G458=20,502,IF($G458=21,791))))))))),0)","v":0},0]
["25050110",null,0,2,50,50,11,11.5,0,0,0,0,655,0,0,0,1.4550000000000001,1.1000000000000001,1.1000000000000001,1.1000000000000001,655,0,0,0,56,0,0,0,2.3617413675011197E-2,0,0,0,3.969E-4,1.7345999999999999,4,5.7428799999999995E-4,0,0,0,0.95,0.95,0.95,0,0,0,0,0,0,0,0,0,0.7,0,0,0,null,655,null,1,null,null,0,0,0,0,null,1,1,1,0,0,0,null,0,0,0,1,{"$f":"ROUND(IF($C459=0,0,IF($C459=10,IF($G459=10,1127,IF($G459=11,2263,\"UNDEFINED\")),IF($C459=15,IF($G459=10,\"NOT POSSIBLE\",IF($G459=11,\"NOT POSSIBLE\",IF($G459=15,1615,IF($G459=16,3238,IF($G459=20,2298,IF($G459=21,2489)))))),\"ERROR\"))),0)","v":0},0,0,{"$f":"ROUND(IF($C459=0,0,IF($C459=10,IF($G459=10,62,IF($G459=11,50,\"UNDEFINED\")),IF($C459=15,IF($G459=10,\"NOT POSSIBLE\",IF($G459=11,\"NOT POSSIBLE\",IF($G459=15,63,IF($G459=16,75,IF($G459=20,78,IF($G459=21,92)))))),\"ERROR\"))),0)","v":0}]
["25060100",null,0,2,50,60,10,11.5,0,0,0,0,578,0,0,0,1.4019999999999999,1.08,1.08,1.08,578,0,0,0,50,0,0,0,1.214004296048507E-2,0,0,0,3.969E-4,1.7345999999999999,2,3.6734700000000002E-4,0,0,0,0.98,0.98,0.98,0,0,0,0,0,0,0,0,0,0.4,0,0,0,null,578,null,1,null,null,0,0,0,0,null,1,1,1,0,0,0,null,0,0,0,1,0,0,0,0]
["25060110",null,0,2,50,60,11,11.5,0,0,0,0,785,0,0,0,1.4550000000000001,1.1000000000000001,1.1000000000000001,1.1000000000000001,785,0,0,0,68,0,0,0,3.6729352641212645E-2,0,0,0,3.969E-4,1.7345999999999999,4,5.7428799999999995E-4,0,0,0,0.95,0.95,0.95,0,0,0,0,0,0,0,0,0,0.8,0,0,0,null,785,null,1,null,null,0,0,0,0,null,1,1,1,0,0,0,null,0,0,0,1,0,0,0,0]
["25060150",null,0,2,50,60,15,16.5,0,0,0,0,920,0,0,0,1.3720000000000001,1.08,1.08,1.08,920,0,0,0,79,0,0,0,3.1725011452669462E-2,0,0,0,2.0829999999999999E-4,1.724,2,4.6182900000000003E-4,0,0,0,1.01,1.01,1.01,0,0,0,0,0,0,0,0,0,0.6,0,0,0,null,920,null,1,null,null,0,0,0,0,null,1,1,1,0,0,0,null,0,0,0,1,0,0,0,0]
["25060160",null,0,2,50,60,16,16.5,0,0,0,0,1171,0,0,0,1.4630000000000001,1.1000000000000001,1.1000000000000001,1.1000000000000001,1171,0,0,0,101,0,0,0,0.1498640371075696,0,0,0,2.0829999999999999E-4,1.724,4,1.392796E-3,0,0,0,0.95,0.95,0.95,0,0,0,0,0,0,0,0,0,1.2,0,0,0,null,1171,null,1,null,null,0,0,0,0,null,1,1,1,0,0,0,null,0,0,0,1,0,0,0,0]
[{"$f":"CONCATENATE(D478,E478,F478,G478,C478)","v":"25060200"},null,0,2,50,60,20,{"$f":"IF(G478=10,11.5,IF(G478=11,11.5,IF(G478=15,16.5,IF(G478=16,16.5,IF(G478=20,21.5,IF(G478=21,21.5,))))))","v":21.5},0,0,0,0,1272,0,0,0,1.373,1.08,1.08,1.08,1272,0,0,0,109,0,0,0,4.752574856645396E-2,0,0,0,1.2760000000000001E-4,1.7219,2,3.76611E-4,0,0,0,0.95,0.95,0.95,0,0,0,0,0,0,0,0,0,0.8,0,0,0,null,1272,null,1,null,null,0,0,0,0,null,1,1,1,0,0,0,null,0,0,0,1,0,0,0,0]
["25060210",null,0,2,50,60,21,21.5,0,0,0,0,1538,0,0,0,1.486,1.05,1.05,1.05,1538,0,0,0,132,0,0,0,9.8024069986539314E-2,0,0,0,1.2760000000000001E-4,1.7219,4,5.1420100000000005E-4,0,0,0,0.85,0.85,0.85,0,0,0,0,0,0,0,0,0,1.6,0,0,0,null,1538,null,1,null,null,0,0,0,0,null,1,1,1,0,0,0,null,0,0,0,1,0,0,0,0]
["25070100",null,0,2,50,70,10,11.5,0,0,0,0,675,0,0,0,1.4019999999999999,1.08,1.08,1.08,675,0,0,0,58,0,0,0,1.7063240433459286E-2,0,0,0,3.969E-4,1.7345999999999999,2,3.6734700000000002E-4,0,0,0,0.98,0.98,0.98,0,0,0,0,0,0,0,0,0,0.5,0,0,0,null,675,null,1,null,null,0,0,0,0,null,1,1,1,0,0,0,null,0,0,0,1,0,0,0,0]
["25070110",null,0,2,50,70,11,11.5,0,0,0,0,916,0,0,0,1.4550000000000001,1.1000000000000001,1.1000000000000001,1.1000000000000001,916,0,0,0,79,0,0,0,5.2054836773887864E-2,0,0,0,3.969E-4,1.7345999999999999,4,5.7428799999999995E-4,0,0,0,0.95,0.95,0.95,0,0,0,0,0,0,0,0,0,0.9,0,0,0,null,916,null,1,null,null,0,0,0,0,null,1,1,1,0,0,0,null,0,0,0,1,0,0,0,0]
["25070150",null,0,2,50,70,15,16.5,0,0,0,0,1073,0,0,0,1.3720000000000001,1.08,1.08,1.08,1073,0,0,0,92,0,0,0,4.3822991749213405E-2,0,0,0,2.0829999999999999E-4,1.724,2,4.6182900000000003E-4,0,0,0,1.01,1.01,1.01,0,0,0,0,0,0,0,0,0,0.7,0,0,0,null,1073,null,1,null,null,0,0,0,0,null,1,1,1,0,0,0,null,0,0,0,1,0,0,0,0]
["25070160",null,0,2,50,70,16,16.5,0,0,0,0,1366,0,0,0,1.4630000000000001,1.1000000000000001,1.1000000000000001,1.1000000000000001,1366,0,0,0,117,0,0,0,0.20354226765780917,0,0,0,2.0829999999999999E-4,1.724,4,1.392796E-3,0,0,0,0.95,0.95,0.95,0,0,0,0,0,0,0,0,0,1.4,0,0,0,null,1366,null,1,null,null,0,0,0,0,null,1,1,1,0,0,0,null,0,0,0,1,0,0,0,0]
["25070200",null,0,2,50,70,20,21.5,0,0,0,0,1484,0,0,0,1.373,1.08,1.08,1.08,1484,0,0,0,128,0,0,0,6.6379852389375049E-2,0,0,0,1.2760000000000001E-4,1.7219,2,3.76611E-4,0,0,0,0.95,0.95,0.95,0,0,0,0,0,0,0,0,0,0.9,0,0,0,null,1484,null,1,null,null,0,0,0,0,null,1,1,1,0,0,0,null,0,0,0,1,0,0,0,0]
["25070210",null,0,2,50,70,21,21.5,0,0,0,0,1795,0,0,0,1.486,1.05,1.05,1.05,1795,0,0,0,154,0,0,0,0.13576082556030455,0,0,0,1.2760000000000001E-4,1.7219,4,5.1420100000000005E-4,0,0,0,0.85,0.85,0.85,0,0,0,0,0,0,0,0,0,1.9,0,0,0,null,1795,null,1,null,null,0,0,0,0,null,1,1,1,0,0,0,null,0,0,0,1,0,0,0,0]
["25080100",null,0,2,50,80,10,11.5,0,0,0,0,771,0,0,0,1.4019999999999999,1.08,1.08,1.08,771,0,0,0,66,0,0,0,2.2993362487005262E-2,0,0,0,3.969E-4,1.7345999999999999,2,3.6734700000000002E-4,0,0,0,0.98,0.98,0.98,0,0,0,0,0,0,0,0,0,0.5,0,0,0,null,771,null,1,null,null,0,0,0,0,null,1,1,1,0,0,0,null,0,0,0,1,0,0,0,0]
["25080110",null,0,2,50,80,11,11.5,0,0,0,0,1047,0,0,0,1.4550000000000001,1.1000000000000001,1.1000000000000001,1.1000000000000001,1047,0,0,0,90,0,0,0,7.0630771944183032E-2,0,0,0,3.969E-4,1.7345999999999999,4,5.7428799999999995E-4,0,0,0,0.95,0.95,0.95,0,0,0,0,0,0,0,0,0,1.1000000000000001,0,0,0,null,1047,null,1,null,null,0,0,0,0,null,1,1,1,0,0,0,null,0,0,0,1,0,0,0,0]
["25080150",null,0,2,50,80,15,16.5,0,0,0,0,1226,0,0,0,1.3720000000000001,1.08,1.08,1.08,1226,0,0,0,105,0,0,0,5.8071277294786498E-2,0,0,0,2.0829999999999999E-4,1.724,2,4.6182900000000003E-4,0,0,0,1.01,1.01,1.01,0,0,0,0,0,0,0,0,0,0.8,0,0,0,null,1226,null,1,null,null,0,0,0,0,null,1,1,1,0,0,0,null,0,0,0,1,0,0,0,0]
["25080160",null,0,2,50,80,16,16.5,0,0,0,0,1561,0,0,0,1.4630000000000001,1.1000000000000001,1.1000000000000001,1.1000000000000001,1561,0,0,0,134,0,0,0,0.26997766374686077,0,0,0,2.0829999999999999E-4,1.724,4,1.392796E-3,0,0,0,0.95,0.95,0.95,0,0,0,0,0,0,0,0,0,1.6,0,0,0,null,1561,null,1,null,null,0,0,0,0,null,1,1,1,0,0,0,null,0,0,0,1,0,0,0,0]
["25080200",null,0,2,50,80,20,21.5,0,0,0,0,1696,0,0,0,1.373,1.08,1.08,1.08,1696,0,0,0,146,0,0,0,8.7418838675234548E-2,0,0,0,1.2760000000000001E-4,1.7219,2,3.76611E-4,0,0,0,0.95,0.95,0.95,0,0,0,0,0,0,0,0,0,1.1000000000000001,0,0,0,null,1696,null,1,null,null,0,0,0,0,null,1,1,1,0,0,0,null,0,0,0,1,0,0,0,0]
["25080210",null,0,2,50,80,21,21.5,0,0,0,0,2051,0,0,0,1.486,1.05,1.05,1.05,2051,0,0,0,176,0,0,0,0.18022507517088321,0,0,0,1.2760000000000001E-4,1.7219,4,5.1420100000000005E-4,0,0,0,0.85,0.85,0.85,0,0,0,0,0,0,0,0,0,2.1,0,0,0,null,2051,null,1,null,null,0,0,0,0,null,1,1,1,0,0,0,null,0,0,0,1,0,0,0,0]
["25090100",null,0,2,50,90,10,11.5,0,0,0,0,868,0,0,0,1.4019999999999999,1.08,1.08,1.08,868,0,0,0,75,0,0,0,3.0768174523516621E-2,0,0,0,3.969E-4,1.7345999999999999,2,3.6734700000000002E-4,0,0,0,0.98,0.98,0.98,0,0,0,0,0,0,0,0,0,0.6,0,0,0,null,868,null,1,null,null,0,0,0,0,null,1,1,1,0,0,0,null,0,0,0,1,0,0,0,0]
["25090110",null,0,2,50,90,11,11.5,0,0,0,0,1178,0,0,0,1.4550000000000001,1.1000000000000001,1.1000000000000001,1.1000000000000001,1178,0,0,0,101,0,0,0,9.2663542132925436E-2,0,0,0,3.969E-4,1.7345999999999999,4,5.7428799999999995E-4,0,0,0,0.95,0.95,0.95,0,0,0,0,0,0,0,0,0,1.2,0,0,0,null,1178,null,1,null,null,0,0,0,0,null,1,1,1,0,0,0,null,0,0,0,1,0,0,0,0]
["25090150",null,0,2,50,90,15,16.5,0,0,0,0,1380,0,0,0,1.3720000000000001,1.08,1.08,1.08,1380,0,0,0,119,0,0,0,7.5778802428628264E-2,0,0,0,2.0829999999999999E-4,1.724,2,4.6182900000000003E-4,0,0,0,1.01,1.01,1.01,0,0,0,0,0,0,0,0,0,0.9,0,0,0,null,1380,null,1,null,null,0,0,0,0,null,1,1,1,0,0,0,null,0,0,0,1,0,0,0,0]
["25090160",null,0,2,50,90,16,16.5,0,0,0,0,1756,0,0,0,1.4630000000000001,1.1000000000000001,1.1000000000000001,1.1000000000000001,1756,0,0,0,151,0,0,0,0.34646140685104193,0,0,0,2.0829999999999999E-4,1.724,4,1.392796E-3,0,0,0,0.95,0.95,0.95,0,0,0,0,0,0,0,0,0,1.8,0,0,0,null,1756,null,1,null,null,0,0,0,0,null,1,1,1,0,0,0,null,0,0,0,1,0,0,0,0]
["25090200",null,0,2,50,90,20,21.5,0,0,0,0,1908,0,0,0,1.373,1.08,1.08,1.08,1908,0,0,0,164,0,0,0,0.11158055012039872,0,0,0,1.2760000000000001E-4,1.7219,2,3.76611E-4,0,0,0,0.95,0.95,0.95,0,0,0,0,0,0,0,0,0,1.2,0,0,0,null,1908,null,1,null,null,0,0,0,0,null,1,1,1,0,0,0,null,0,0,0,1,0,0,0,0]
["25090210",null,0,2,50,90,21,21.5,0,0,0,0,2308,0,0,0,1.486,1.05,1.05,1.05,2308,0,0,0,198,0,0,0,0.23161888213819828,0,0,0,1.2760000000000001E-4,1.7219,4,5.1420100000000005E-4,0,0,0,0.85,0.85,0.85,0,0,0,0,0,0,0,0,0,2.4,0,0,0,null,2308,null,1,null,null,0,0,0,0,null,1,1,1,0,0,0,null,0,0,0,1,0,0,0,0]
["250100100",null,0,2,50,100,10,11.5,0,0,0,0,964,0,0,0,1.4019999999999999,1.08,1.08,1.08,964,0,0,0,83,0,0,0,3.8998947556455631E-2,0,0,0,3.969E-4,1.7345999999999999,2,3.6734700000000002E-4,0,0,0,0.98,0.98,0.98,0,0,0,0,0,0,0,0,0,0.7,0,0,0,null,964,null,1,null,null,0,0,0,0,null,1,1,1,0,0,0,null,0,0,0,1,0,0,0,0]
["250100110",null,0,2,50,100,11,11.5,0,0,0,0,1309,0,0,0,1.4550000000000001,1.1000000000000001,1.1000000000000001,1.1000000000000001,1309,0,0,0,113,0,0,0,0.12036076292019962,0,0,0,3.969E-4,1.7345999999999999,4,5.7428799999999995E-4,0,0,0,0.95,0.95,0.95,0,0,0,0,0,0,0,0,0,1.3,0,0,0,null,1309,null,1,null,null,0,0,0,0,null,1,1,1,0,0,0,null,0,0,0,1,0,0,0,0]
["250100150",null,0,2,50,100,15,16.5,0,0,0,0,1533,0,0,0,1.3720000000000001,1.08,1.08,1.08,1533,0,0,0,132,0,0,0,9.4682693616696872E-2,0,0,0,2.0829999999999999E-4,1.724,2,4.6182900000000003E-4,0,0,0,1.01,1.01,1.01,0,0,0,0,0,0,0,0,0,1,0,0,0,null,1533,null,1,null,null,0,0,0,0,null,1,1,1,0,0,0,null,0,0,0,1,0,0,0,0]
["250110100",null,0,2,50,110,10,11.5,0,0,0,0,1060,0,0,0,1.4019999999999999,1.08,1.08,1.08,1060,0,0,0,91,0,0,0,4.8413117608431595E-2,0,0,0,3.969E-4,1.7345999999999999,2,3.6734700000000002E-4,0,0,0,0.98,0.98,0.98,0,0,0,0,0,0,0,0,0,0.7,0,0,0,null,1060,null,1,null,null,0,0,0,0,null,1,1,1,0,0,0,null,0,0,0,1,0,0,0,0]
["250110210",null,0,2,50,110,21,21.5,0,0,0,0,2820,0,0,0,1.486,1.05,1.05,1.05,2820,0,0,0,243,0,0,0,0.35884517926274734,0,0,0,1.2760000000000001E-4,1.7219,4,5.1420100000000005E-4,0,0,0,0.85,0.85,0.85,0,0,0,0,0,0,0,0,0,2.9,0,0,0,null,2820,null,1,null,null,0,0,0,0,null,1,1,1,0,0,0,null,0,0,0,1,0,0,0,0]
["250140110",null,0,2,50,140,11,11.5,0,0,0,0,1833,0,0,0,1.4550000000000001,1.1000000000000001,1.1000000000000001,1.1000000000000001,1833,0,0,0,158,0,0,0,0.26777420627986231,0,0,0,3.969E-4,1.7345999999999999,4,5.7428799999999995E-4,0,0,0,0.95,0.95,0.95,0,0,0,0,0,0,0,0,0,1.9,0,0,0,null,1833,null,1,null,null,0,0,0,0,null,1,1,1,0,0,0,null,0,0,0,1,0,0,0,0]
["250160110",null,0,2,50,160,11,11.5,0,0,0,0,2094,0,0,0,1.4550000000000001,1.1000000000000001,1.1000000000000001,1.1000000000000001,{"$f":"ROUND(M523*POWER((($S$1-$S$2)/LN(($S$1-$S$3)/($S$2-$S$3)))/((75-65)/LN((75-20)/(65-20))),Q523),0)","v":2094},{"$f":"ROUND(N523*POWER((($S$1-$S$2)/LN(($S$1-$S$3)/($S$2-$S$3)))/((75-65)/LN((75-20)/(65-20))),R523),0)","v":0},{"$f":"ROUND(O523*POWER((($S$1-$S$2)/LN(($S$1-$S$3)/($S$2-$S$3)))/((75-65)/LN((75-20)/(65-20))),S523),0)","v":0},{"$f":"ROUND(P523*POWER((($S$1-$S$2)/LN(($S$1-$S$3)/($S$2-$S$3)))/((75-65)/LN((75-20)/(65-20))),T523),0)","v":0},{"$f":"ROUND(U523*3600/(4186*ABS($S$1-$S$2)),0)","v":180},{"$f":"ROUND(V523*3600/(4186*ABS($S$1-$S$2)),0)","v":0},{"$f":"ROUND(W523*3600/(4186*ABS($S$1-$S$2)),0)","v":0},{"$f":"ROUND(X523*3600/(4186*ABS($S$1-$S$2)),0)","v":0},{"$f":"(($AG523*(Y523^$AH523)*((($F523-14.4)*$AI523)/100))+($AJ523*(Y523^2)))*0.0098","v":0.36732769283771483},{"$f":"(($AG523*(Z523^$AH523)*((($F523-14.4)*$AI523)/100))+($AJ523*(Z523^2)))*0.0098","v":0},{"$f":"(($AG523*(AA523^$AH523)*((($F523-14.4)*$AI523)/100))+($AJ523*(AA523^2)))*0.0098","v":0},{"$f":"(($AG523*(AB523^$AH523)*((($F523-14.4)*$AI523)/100))+($AJ523*(AB523^2)))*0.0098","v":0},3.969E-4,1.7345999999999999,4,5.7428799999999995E-4,0,0,0,{"$f":"IF($G523=10,0.98,IF($G523=11,0.95,IF($G523=15,1.01,IF($G523=16,0.95,IF($G523=20,0.95,IF($G523=21,0.85))))))","v":0.95},0.95,0.95,{"$f":"ROUND(AK523*POWER((($AT$1-$AT$2)/LN(($AT$1-$AT$3)/($AT$2-$AT$3)))/((16-18)/LN((16-27)/(18-27))),AN523),0)","v":0},{"$f":"ROUND(AL523*POWER((($AT$1-$AT$2)/LN(($AT$1-$AT$3)/($AT$2-$AT$3)))/((16-18)/LN((16-27)/(18-27))),AO523),0)","v":0},{"$f":"ROUND(AM523*POWER((($AT$1-$AT$2)/LN(($AT$1-$AT$3)/($AT$2-$AT$3)))/((16-18)/LN((16-27)/(18-27))),AP523),0)","v":0},{"$f":"ROUND(AQ523*3600/(4186*ABS($AT$1-$AT$2)),0)","v":0},{"$f":"ROUND(AR523*3600/(4186*ABS($AT$1-$AT$2)),0)","v":0},{"$f":"ROUND(AS523*3600/(4186*ABS($AT$1-$AT$2)),0)","v":0},{"$f":"(($AG523*(AT523^$AH523)*((($F523-14.4)*$AI523)/100))+($AJ523*(AT523^2)))*0.0098","v":0},{"$f":"(($AG523*(AU523^$AH523)*((($F523-14.4)*$AI523)/100))+($AJ523*(AU523^2)))*0.0098","v":0},{"$f":"(($AG523*(AV523^$AH523)*((($F523-14.4)*$AI523)/100))+($AJ523*(AV523^2)))*0.0098","v":0},2.1,0,0,0,null,2094,null,1,null,null,0,0,0,0,null,{"$f":"IF(1/(1+((2258*((0.622/((101325/(1*611*EXP(17.27*((($AT$1+$AT$2)/2)/((($AT$1+$AT$2)/2)+237.3))))))-1)*1000-(0.622/((101325/($AV$1*611*EXP(17.27*($AT$3/($AT$3+237.3))))))-1)*1000))/(1005*((($AT$1+$AT$2)/2)-$AT$3))))>1,1,1/(1+((2258*((0.622/((101325/(1*611*EXP(17.27*((($AT$1+$AT$2)/2)/((($AT$1+$AT$2)/2)+237.3))))))-1)*1000-(0.622/((101325/($AV$1*611*EXP(17.27*($AT$3/($AT$3+237.3))))))-1)*1000))/(1005*((($AT$1+$AT$2)/2)-$AT$3)))))","v":1},1,1,0,0,0,null,0,0,0,1,0,0,0,0]
["250180110",null,0,2,50,180,11,11.5,0,0,0,0,2356,0,0,0,1.4550000000000001,1.1000000000000001,1.1000000000000001,1.1000000000000001,2356,0,0,0,203,0,0,0,0.49111033147307759,0,0,0,3.969E-4,1.7345999999999999,4,5.7428799999999995E-4,0,0,0,0.95,0.95,0.95,0,0,0,0,0,0,0,0,0,2.4,0,0,0,null,2356,null,1,null,null,0,0,0,0,null,1,1,1,0,0,0,null,0,0,0,1,0,0,0,0]
["250200160",null,0,2,50,200,16,16.5,0,0,0,0,3902,0,0,0,1.4630000000000001,1.1000000000000001,1.1000000000000001,1.1000000000000001,3902,0,0,0,336,0,0,0,1.8844908176680129,0,0,0,2.0829999999999999E-4,1.724,4,1.392796E-3,0,0,0,0.95,0.95,0.95,0,0,0,0,0,0,0,0,0,4,0,0,0,null,3902,null,1,null,null,0,0,0,0,null,1,1,1,0,0,0,null,0,0,0,1,{"$f":"ROUND(IF($C523=0,0,IF($C523=10,IF($G523=10,1127,IF($G523=11,2263,\"UNDEFINED\")),IF($C523=15,IF($G523=10,\"NOT POSSIBLE\",IF($G523=11,\"NOT POSSIBLE\",IF($G523=15,1615,IF($G523=16,3238,IF($G523=20,2298,IF($G523=21,2489)))))),\"ERROR\"))),0)","v":0},0,0,{"$f":"ROUND(IF($C523=0,0,IF($C523=10,IF($G523=10,62,IF($G523=11,50,\"UNDEFINED\")),IF($C523=15,IF($G523=10,\"NOT POSSIBLE\",IF($G523=11,\"NOT POSSIBLE\",IF($G523=15,63,IF($G523=16,75,IF($G523=20,78,IF($G523=21,92)))))),\"ERROR\"))),0)","v":0}]
["250220200",null,0,2,50,220,20,21.5,0,0,0,0,4664,0,0,0,1.373,1.08,1.08,1.08,4664,0,0,0,401,0,0,0,0.74961157509339893,0,0,0,1.2760000000000001E-4,1.7219,2,3.76611E-4,0,0,0,0.95,0.95,0.95,0,0,0,0,0,0,0,0,0,2.9,0,0,0,null,4664,null,1,null,null,0,0,0,0,null,1,1,1,0,0,0,null,0,0,0,1,0,0,0,0]
["250240160",null,0,2,50,240,16,16.5,0,0,0,0,4682,0,0,0,1.4630000000000001,1.1000000000000001,1.1000000000000001,1.1000000000000001,4682,0,0,0,403,0,0,0,2.7880804144455951,0,0,0,2.0829999999999999E-4,1.724,4,1.392796E-3,0,0,0,0.95,0.95,0.95,0,0,0,0,0,0,0,0,0,4.8,0,0,0,null,4682,null,1,null,null,0,0,0,0,null,1,1,1,0,0,0,null,0,0,0,1,0,0,0,0]
["250260150",null,0,2,50,260,15,16.5,0,0,0,0,3986,0,0,0,1.3720000000000001,1.08,1.08,1.08,3986,0,0,0,343,0,0,0,0.76798664604059619,0,0,0,2.0829999999999999E-4,1.724,2,4.6182900000000003E-4,0,0,0,1.01,1.01,1.01,0,0,0,0,0,0,0,0,0,2.6,0,0,0,null,3986,null,1,null,null,0,0,0,0,null,1,1,1,0,0,0,null,0,0,0,1,0,0,0,0]
["250280200",null,0,2,50,280,20,21.5,0,0,0,0,5936,0,0,0,1.373,1.08,1.08,1.08,5936,0,0,0,511,0,0,0,1.2699137028682943,0,0,0,1.2760000000000001E-4,1.7219,2,3.76611E-4,0,0,0,0.95,0.95,0.95,0,0,0,0,0,0,0,0,0,3.7,0,0,0,null,5936,null,1,null,null,0,0,0,0,null,1,1,1,0,0,0,null,0,0,0,1,0,0,0,0]
["26560160",null,0,2,65,60,16,16.5,0,0,0,0,1336,0,0,0,1.46,1.1000000000000001,1.1000000000000001,1.1000000000000001,1336,0,0,0,115,0,0,0,0.19380510900772779,0,0,0,2.0829999999999999E-4,1.724,4,1.392796E-3,0,0,0,0.95,0.95,0.95,0,0,0,0,0,0,0,0,0,1.2,0,0,0,null,1336,null,1,null,null,0,0,0,0,null,1,1,1,0,0,0,null,0,0,0,1,0,0,0,0]
["26570150",null,0,2,65,70,15,16.5,0,0,0,0,1201,0,0,0,1.345,1.08,1.08,1.08,1201,0,0,0,103,0,0,0,5.4716713303803698E-2,0,0,0,2.0829999999999999E-4,1.724,2,4.6182900000000003E-4,0,0,0,1.01,1.01,1.01,0,0,0,0,0,0,0,0,0,0.7,0,0,0,null,1201,null,1,null,null,0,0,0,0,null,1,1,1,0,0,0,null,0,0,0,1,0,0,0,0]
["26580200",null,0,2,65,80,20,21.5,0,0,0,0,1913,0,0,0,1.3480000000000001,1.08,1.08,1.08,1913,0,0,0,165,0,0,0,0.11127852599932289,0,0,0,1.2760000000000001E-4,1.7219,2,3.76611E-4,0,0,0,0.95,0.95,0.95,0,0,0,0,0,0,0,0,0,1.1000000000000001,0,0,0,null,1913,null,1,null,null,0,0,0,0,null,1,1,1,0,0,0,null,0,0,0,1,0,0,0,0]
["265100100",null,0,2,65,100,10,11.5,0,0,0,0,{"$f":"BE590*BG590","v":1121},0,0,0,1.385,1.08,1.08,1.08,1121,0,0,0,96,0,0,0,5.1452657293703796E-2,0,0,0,3.969E-4,1.7345999999999999,2,3.6734700000000002E-4,0,0,0,0.98,0.98,0.98,0,0,0,0,0,0,0,0,0,0.7,0,0,0,null,1121,null,1,null,null,0,0,0,0,null,1,1,1,0,0,0,null,0,0,0,{"$f":"IF(SUM(BV590:BX590)=0,1,0)","v":1},0,0,0,0]
["265100200",null,0,2,65,100,20,21.5,0,0,0,0,2391,0,0,0,1.3480000000000001,1.08,1.08,1.08,2391,0,0,0,206,0,0,0,0.17726791711514006,0,0,0,1.2760000000000001E-4,1.7219,2,3.76611E-4,0,0,0,0.95,0.95,0.95,0,0,0,0,0,0,0,0,0,1.3,0,0,0,null,2391,null,1,null,null,0,0,0,0,null,1,1,1,0,0,0,null,0,0,0,1,0,0,0,0]
["265120100",null,0,2,65,120,10,11.5,0,0,0,0,1345,0,0,0,1.385,1.08,1.08,1.08,1345,0,0,0,116,0,0,0,7.974633477090802E-2,0,0,0,3.969E-4,1.7345999999999999,2,3.6734700000000002E-4,0,0,0,0.98,0.98,0.98,0,0,0,0,0,0,0,0,0,0.8,0,0,0,null,1345,null,1,null,null,0,0,0,0,null,1,1,1,0,0,0,null,0,0,0,1,0,0,0,0]
["265160100",null,0,2,65,160,10,11.5,0,0,0,0,1794,0,0,0,1.385,1.08,1.08,1.08,1794,0,0,0,154,0,0,0,0.15593979388169377,0,0,0,3.969E-4,1.7345999999999999,2,3.6734700000000002E-4,0,0,0,0.98,0.98,0.98,0,0,0,0,0,0,0,0,0,1.1000000000000001,0,0,0,null,1794,null,1,null,null,0,0,0,0,null,1,1,1,0,0,0,null,0,0,0,1,0,0,0,0]
["265160210",null,0,2,65,160,21,21.5,0,0,0,0,4808,0,0,0,1.49,1.05,1.05,1.05,4808,0,0,0,413,0,0,0,1.0921758608371244,0,0,0,1.2760000000000001E-4,1.7219,4,5.1420100000000005E-4,0,0,0,0.85,0.85,0.85,0,0,0,0,0,0,0,0,0,4.3,0,0,0,null,4808,null,1,null,null,0,0,0,0,null,1,1,1,0,0,0,null,0,0,0,1,0,0,0,0]
["265180150",null,0,2,65,180,15,16.5,0,0,0,0,3087,0,0,0,1.345,1.08,1.08,1.08,3087,0,0,0,265,0,0,0,0.41961750651793872,0,0,0,2.0829999999999999E-4,1.724,2,4.6182900000000003E-4,0,0,0,1.01,1.01,1.01,0,0,0,0,0,0,0,0,0,1.8,0,0,0,null,3087,null,1,null,null,0,0,0,0,null,1,1,1,0,0,0,null,0,0,0,1,0,0,0,0]
["265220150",null,0,2,65,220,15,16.5,0,0,0,0,3773,0,0,0,1.345,1.08,1.08,1.08,3773,0,0,0,324,0,0,0,0.65382308732126992,0,0,0,2.0829999999999999E-4,1.724,2,4.6182900000000003E-4,0,0,0,1.01,1.01,1.01,0,0,0,0,0,0,0,0,0,2.2000000000000002,0,0,0,null,3773,null,1,null,null,0,0,0,0,null,1,1,1,0,0,0,null,0,0,0,1,0,0,0,0]
["265240150",null,0,2,65,240,15,16.5,0,0,0,0,4116,0,0,0,1.345,1.08,1.08,1.08,4116,0,0,0,354,0,0,0,0.79560751311206701,0,0,0,2.0829999999999999E-4,1.724,2,4.6182900000000003E-4,0,0,0,1.01,1.01,1.01,0,0,0,0,0,0,0,0,0,2.4,0,0,0,null,4116,null,1,null,null,0,0,0,0,null,1,1,1,0,0,0,null,0,0,0,1,0,0,0,0]
["265260150",null,0,2,65,260,15,16.5,0,0,0,0,4459,0,0,0,1.345,1.08,1.08,1.08,4459,0,0,0,383,0,0,0,0.94874815696564108,0,0,0,2.0829999999999999E-4,1.724,2,4.6182900000000003E-4,0,0,0,1.01,1.01,1.01,0,0,0,0,0,0,0,0,0,2.6,0,0,0,null,4459,null,1,null,null,0,0,0,0,null,1,1,1,0,0,0,null,0,0,0,1,0,0,0,0]
["265280200",null,0,2,65,280,20,21.5,0,0,0,0,{"$f":"BE654*BG654","v":6695},0,0,0,1.3480000000000001,1.08,1.08,1.08,6695,0,0,0,576,0,0,0,1.6007906156194507,0,0,0,1.2760000000000001E-4,1.7219,2,3.76611E-4,0,0,0,0.95,0.95,0.95,0,0,0,0,0,0,0,0,0,3.7,0,0,0,null,6695,null,1,null,null,0,0,0,0,null,1,1,1,0,0,0,null,0,0,0,{"$f":"IF(SUM(BV654:BX654)=0,1,0)","v":1},0,0,0,0]
["265280210",null,0,2,65,280,21,21.5,0,0,0,0,8414,0,0,0,{"$f":"IF(E655=20,IF(G655=10,1.436,IF(G655=15,1.424,IF(G655=20,1.425,))),IF(E655=35,IF(G655=10,1.419,IF(G655=11,1.46,IF(G655=15,1.398,IF(G655=16,1.465,IF(G655=20,1.399,IF(G655=21,1.481,1)))))),IF(E655=50,IF(G655=10,1.402,IF(G655=11,1.455,IF(G655=15,1.372,IF(G655=16,1.463,IF(G655=20,1.373,IF(G655=21,1.486,1)))))),IF(E655=65,IF(G655=10,1.385,IF(G655=11,1.45,IF(G655=15,1.345,IF(G655=16,1.46,IF(G655=20,1.348,IF(G655=21,1.49,1)))))),IF(E655=95,IF(G655=10,1.35,IF(G655=11,1.441,IF(G655=15,1.293,IF(G655=16,1.455,IF(G655=20,1.296,IF(G655=21,1.499,1)))))),\"ERROR\")))))","v":1.49},1.05,1.05,1.05,8414,0,0,0,724,0,0,0,3.7571149933915264,0,0,0,1.2760000000000001E-4,1.7219,4,5.1420100000000005E-4,0,0,0,0.85,0.85,0.85,0,0,0,0,0,0,0,0,0,7.5,0,0,0,null,8414,null,1,null,null,0,0,0,0,null,1,1,1,0,0,0,null,0,0,0,1,0,0,0,0]
["29570110",null,0,2,95,70,11,11.5,0,0,0,0,1231,0,0,0,1.4410000000000001,1.1000000000000001,1.1000000000000001,1.1000000000000001,1231,0,0,0,106,0,0,0,9.1429214305635179E-2,0,0,0,3.969E-4,1.7345999999999999,4,5.7428799999999995E-4,0,0,0,0.95,0.95,0.95,0,0,0,0,0,0,0,0,0,0.9,0,0,0,null,1231,null,1,null,null,0,0,0,0,null,1,1,1,0,0,0,null,0,0,0,1,0,0,0,0]
["29590100",null,0,2,95,90,10,11.5,0,0,0,0,1256,0,0,0,1.35,1.08,1.08,1.08,1256,0,0,0,108,0,0,0,6.1789067655431372E-2,0,0,0,3.969E-4,1.7345999999999999,2,3.6734700000000002E-4,0,0,0,0.98,0.98,0.98,0,0,0,0,0,0,0,0,0,0.6,0,0,0,null,1256,null,1,null,null,0,0,0,0,null,1,1,1,0,0,0,null,0,0,0,1,0,0,0,0]
["29590110",null,0,2,95,90,11,11.5,0,0,0,0,1582,0,0,0,1.4410000000000001,1.1000000000000001,1.1000000000000001,1.1000000000000001,1582,0,0,0,136,0,0,0,0.16316026903161293,0,0,0,3.969E-4,1.7345999999999999,4,5.7428799999999995E-4,0,0,0,0.95,0.95,0.95,0,0,0,0,0,0,0,0,0,1.2,0,0,0,null,1582,null,1,null,null,0,0,0,0,null,1,1,1,0,0,0,null,0,0,0,1,0,0,0,0]
["295100200",null,0,2,95,100,20,21.5,0,0,0,0,2844,0,0,0,1.296,1.08,1.08,1.08,2844,0,0,0,245,0,0,0,0.24936776814012479,0,0,0,1.2760000000000001E-4,1.7219,2,3.76611E-4,0,0,0,0.95,0.95,0.95,0,0,0,0,0,0,0,0,0,1.3,0,0,0,null,2844,null,1,null,null,0,0,0,0,null,1,1,1,0,0,0,null,0,0,0,1,0,0,0,0]
["295120150",null,0,2,95,120,15,16.5,0,0,0,0,2419,0,0,0,1.2929999999999999,1.08,1.08,1.08,2419,0,0,0,208,0,0,0,0.23856099518446672,0,0,0,2.0829999999999999E-4,1.724,2,4.6182900000000003E-4,0,0,0,1.01,1.01,1.01,0,0,0,0,0,0,0,0,0,1.2,0,0,0,null,2419,null,1,null,null,0,0,0,0,null,1,1,1,0,0,0,null,0,0,0,1,0,0,0,0]
["295140110",null,0,2,95,140,11,11.5,0,0,0,0,2461,0,0,0,1.4410000000000001,1.1000000000000001,1.1000000000000001,1.1000000000000001,2461,0,0,0,212,0,0,0,0.46488879595796168,0,0,0,3.969E-4,1.7345999999999999,4,5.7428799999999995E-4,0,0,0,0.95,0.95,0.95,0,0,0,0,0,0,0,0,0,1.9,0,0,0,null,2461,null,1,null,null,0,0,0,0,null,1,1,1,0,0,0,null,0,0,0,1,0,0,0,0]
["32060200",null,0,3,20,60,20,21.5,0,0,0,0,919,0,0,0,1.4079999999999999,1.08,1.08,1.08,919,0,0,0,79,0,0,0,2.5145728981611184E-2,0,0,0,1.2760000000000001E-4,1.7219,2,3.76611E-4,0,0,0,0.95,0.95,0.95,0,0,0,0,0,0,0,0,0,0.8,0,0,0,null,919,null,1,null,null,0,0,0,0,null,1,1,1,0,0,0,null,0,0,0,1,0,0,0,0]
["32070150",null,0,3,20,70,15,16.5,0,0,0,0,763,0,0,0,1.4079999999999999,1.08,1.08,1.08,763,0,0,0,66,0,0,0,2.2826025148357847E-2,0,0,0,2.0829999999999999E-4,1.724,2,4.6182900000000003E-4,0,0,0,1.01,1.01,1.01,0,0,0,0,0,0,0,0,0,0.7,0,0,0,null,763,null,1,null,null,0,0,0,0,null,1,1,1,0,0,0,null,0,0,0,1,0,0,0,0]
["320100200",null,0,3,20,100,20,21.5,0,0,0,0,1532,0,0,0,1.4079999999999999,1.08,1.08,1.08,1532,0,0,0,132,0,0,0,7.3902221424334252E-2,0,0,0,1.2760000000000001E-4,1.7219,2,3.76611E-4,0,0,0,0.95,0.95,0.95,0,0,0,0,0,0,0,0,0,1.3,0,0,0,null,1532,null,1,null,null,0,0,0,0,null,1,1,1,0,0,0,null,0,0,0,1,0,0,0,0]
["320140150",null,0,3,20,140,15,16.5,0,0,0,0,1526,0,0,0,1.4079999999999999,1.08,1.08,1.08,1526,0,0,0,131,0,0,0,0.10058390150742502,0,0,0,2.0829999999999999E-4,1.724,2,4.6182900000000003E-4,0,0,0,1.01,1.01,1.01,0,0,0,0,0,0,0,0,0,1.4,0,0,0,null,1526,null,1,null,null,0,0,0,0,null,1,1,1,0,0,0,null,0,0,0,1,0,0,0,0]
["320160150",null,0,3,20,160,15,16.5,0,0,0,0,1744,0,0,0,1.4079999999999999,1.08,1.08,1.08,1744,0,0,0,150,0,0,0,0.1353829485985277,0,0,0,2.0829999999999999E-4,1.724,2,4.6182900000000003E-4,0,0,0,1.01,1.01,1.01,0,0,0,0,0,0,0,0,0,1.6,0,0,0,null,1744,null,1,null,null,0,0,0,0,null,1,1,1,0,0,0,null,0,0,0,1,0,0,0,0]
["320220150",null,0,3,20,220,15,16.5,0,0,0,0,2398,0,0,0,1.4079999999999999,1.08,1.08,1.08,2398,0,0,0,206,0,0,0,0.27392283547060775,0,0,0,2.0829999999999999E-4,1.724,2,4.6182900000000003E-4,0,0,0,1.01,1.01,1.01,0,0,0,0,0,0,0,0,0,2.2000000000000002,0,0,0,null,2398,null,1,null,null,0,0,0,0,null,1,1,1,0,0,0,null,0,0,0,1,0,0,0,0]
["320280100",null,0,3,20,280,10,11.5,0,0,0,0,1834,0,0,0,1.413,1.08,1.08,1.08,1834,0,0,0,158,0,0,0,0.22444276112056269,0,0,0,3.969E-4,1.7345999999999999,2,3.6734700000000002E-4,0,0,0,0.98,0.98,0.98,0,0,0,0,0,0,0,0,0,1.9,0,0,0,null,1834,null,1,null,null,0,0,0,0,null,1,1,1,0,0,0,null,0,0,0,1,0,0,0,0]
["33060100",null,0,3,30,60,10,11.5,0,0,0,0,496,0,0,0,1.403,1.08,1.08,1.08,496,0,0,0,43,0,0,0,9.0736223174504912E-3,0,0,0,3.969E-4,1.7345999999999999,2,3.6734700000000002E-4,0,0,0,0.98,0.98,0.98,0,0,0,0,0,0,0,0,0,0.4,0,0,0,null,496,null,1,null,null,0,0,0,0,null,1,1,1,0,0,0,null,0,0,0,1,0,0,0,0]
["33070110",null,0,3,30,70,11,11.5,0,0,0,0,785,0,0,0,1.44,1.1000000000000001,1.1000000000000001,1.1000000000000001,785,0,0,0,68,0,0,0,3.9077023049899628E-2,0,0,0,3.969E-4,1.7345999999999999,4,5.7428799999999995E-4,0,0,0,0.95,0.95,0.95,0,0,0,0,0,0,0,0,0,0.9,0,0,0,null,785,null,1,null,null,0,0,0,0,null,1,1,1,0,0,0,null,0,0,0,1,0,0,0,0]
["33080160",null,0,3,30,80,16,16.5,0,0,0,0,1184,0,0,0,1.456,1.1000000000000001,1.1000000000000001,1.1000000000000001,1184,0,0,0,102,0,0,0,0.15755748797224914,0,0,0,2.0829999999999999E-4,1.724,4,1.392796E-3,0,0,0,0.95,0.95,0.95,0,0,0,0,0,0,0,0,0,1.6,0,0,0,null,1184,null,1,null,null,0,0,0,0,null,1,1,1,0,0,0,null,0,0,0,1,0,0,0,0]
["33090150",null,0,3,30,90,15,16.5,0,0,0,0,1223,0,0,0,1.3959999999999999,1.08,1.08,1.08,1223,0,0,0,105,0,0,0,5.9317155799327129E-2,0,0,0,2.0829999999999999E-4,1.724,2,4.6182900000000003E-4,0,0,0,1.01,1.01,1.01,0,0,0,0,0,0,0,0,0,0.9,0,0,0,null,1223,null,1,null,null,0,0,0,0,null,1,1,1,0,0,0,null,0,0,0,1,0,0,0,0]
["330100200",null,0,3,30,100,20,21.5,0,0,0,0,1906,0,0,0,1.3959999999999999,{"$f":"IF($G780=10,1.08,IF($G780=11,1.1,IF($G780=15,1.08,IF($G780=16,1.1,IF($G780=20,1.08,IF($G780=21,1.05))))))","v":1.08},1.08,1.08,1906,0,0,0,164,0,0,0,0.11320926988912873,0,0,0,1.2760000000000001E-4,1.7219,2,3.76611E-4,0,0,0,0.95,0.95,0.95,0,0,0,0,0,0,0,0,0,1.3,0,0,0,null,1906,null,1,null,null,0,0,0,0,null,1,1,1,0,0,0,null,0,0,0,1,0,0,0,0]
["330110150",null,0,3,30,110,15,16.5,0,0,0,0,1495,0,0,0,1.3959999999999999,1.08,1.08,1.08,1495,0,0,0,129,0,0,0,9.2300683368990388E-2,0,0,0,2.0829999999999999E-4,1.724,2,4.6182900000000003E-4,0,0,0,1.01,1.01,1.01,0,0,0,0,0,0,0,0,0,1.1000000000000001,0,0,0,null,1495,null,1,null,null,0,0,0,0,null,1,1,1,0,0,0,null,0,0,0,1,0,0,0,0]
["330120200",null,0,3,30,120,20,21.5,0,0,0,0,2287,0,0,0,1.3959999999999999,1.08,1.08,1.08,2287,0,0,0,197,0,0,0,0.16681949008703023,0,0,0,1.2760000000000001E-4,1.7219,2,3.76611E-4,0,0,0,0.95,0.95,0.95,0,0,0,0,0,0,0,0,0,1.6,0,0,0,null,2287,null,1,null,null,0,0,0,0,null,1,1,1,0,0,0,null,0,0,0,1,0,{"$f":"ROUND(IF($C778=0,0,IF($C778=10,IF($G778=10,2539,IF($G778=11,3445,IF($G778=15,2539*1.3,IF($G778=16,3445*1.3,IF($G778=20,(2539*1.45),IF($G778=21,(3445*1.55))))))),IF($C778=15,IF($G778=10,0,IF($G778=11,0,IF($G778=15,3238,IF($G778=16,4735,IF($G778=20,4062,IF($G778=21,6098))))))))),0)","v":0},{"$f":"ROUND(IF($C778=0,0,IF($C778=10,IF($G778=10,352,IF($G778=11,577,IF($G778=15,442*1.15,IF($G778=16,725*1.15,IF($G778=20,(352*1.3),IF($G778=21,(577*1.3))))))),IF($C778=15,IF($G778=10,0,IF($G778=11,0,IF($G778=15,442,IF($G778=16,725,IF($G778=20,502,IF($G778=21,791))))))))),0)","v":0},0]
["330160100",null,0,3,30,160,10,11.5,0,0,0,0,1322,0,0,0,1.403,1.08,1.08,1.08,1322,0,0,0,114,0,0,0,8.8665514004030416E-2,0,0,0,3.969E-4,1.7345999999999999,2,3.6734700000000002E-4,0,0,0,0.98,0.98,0.98,0,0,0,0,0,0,0,0,0,1.1000000000000001,0,0,0,null,1322,null,1,null,null,0,0,0,0,null,1,1,1,0,0,0,null,0,0,0,1,0,0,0,0]
["330160160",null,0,3,30,160,16,16.5,0,0,0,0,2368,0,0,0,1.456,1.1000000000000001,1.1000000000000001,1.1000000000000001,2368,0,0,0,204,0,0,0,0.68204245954449749,0,0,0,2.0829999999999999E-4,1.724,4,1.392796E-3,0,0,0,0.95,0.95,0.95,0,0,0,0,0,0,0,0,0,3.2,0,0,0,null,2368,null,1,null,null,0,0,0,0,null,1,1,1,0,0,0,null,0,0,0,1,0,0,0,0]
["330200100",null,0,3,30,200,10,11.5,0,0,0,0,1652,0,0,0,1.403,1.08,1.08,1.08,1652,0,0,0,142,0,0,0,0.15073060955166631,0,0,0,3.969E-4,1.7345999999999999,2,3.6734700000000002E-4,0,0,0,0.98,0.98,0.98,0,0,0,0,0,0,0,0,0,1.3,0,0,0,null,1652,null,1,null,null,0,0,0,0,null,1,1,1,0,0,0,null,0,0,0,1,0,0,0,0]
["330220150",null,0,3,30,220,15,16.5,0,0,0,0,2990,0,0,0,1.3959999999999999,1.08,1.08,1.08,2990,0,0,0,257,0,0,0,0.41879797904733612,0,0,0,2.0829999999999999E-4,1.724,2,4.6182900000000003E-4,0,0,0,1.01,1.01,1.01,0,0,0,0,0,0,0,0,0,2.2000000000000002,0,0,0,null,2990,null,1,null,null,0,0,0,0,null,1,1,1,0,0,0,null,0,0,0,1,0,0,0,0]
["330240100",null,0,3,30,240,10,11.5,0,0,0,0,1982,0,0,0,1.403,1.08,1.08,1.08,1982,0,0,0,170,0,0,0,0.23382156970125459,0,0,0,3.969E-4,1.7345999999999999,2,3.6734700000000002E-4,0,0,0,0.98,0.98,0.98,0,0,0,0,0,0,0,0,0,1.6,0,0,0,null,1982,null,1,null,null,0,0,0,0,null,1,1,1,0,0,0,null,0,0,0,1,0,0,0,0]
["330260150",null,0,3,30,260,15,16.5,0,0,0,0,3533,0,0,0,1.3959999999999999,1.08,1.08,1.08,3533,0,0,0,304,0,0,0,0.60953820902402656,0,0,0,2.0829999999999999E-4,1.724,2,4.6182900000000003E-4,0,0,0,1.01,1.01,1.01,0,0,0,0,0,0,0,0,0,2.6,0,0,0,null,3533,null,1,null,null,0,0,0,0,null,1,1,1,0,0,0,null,0,0,0,1,0,0,0,0]
["330280110",null,0,3,30,280,11,11.5,0,0,0,0,3139,0,0,0,1.44,1.1000000000000001,1.1000000000000001,1.1000000000000001,3139,0,0,0,270,0,0,0,1.0920543006430192,0,0,0,3.969E-4,1.7345999999999999,4,5.7428799999999995E-4,0,0,0,0.95,0.95,0.95,0,0,0,0,0,0,0,0,0,3.7,0,0,0,null,3139,null,1,null,null,0,0,0,0,null,1,1,1,0,0,0,null,0,0,0,1,0,0,0,0]
["330300160",null,0,3,30,300,16,16.5,0,0,0,0,4440,0,0,0,1.456,1.1000000000000001,1.1000000000000001,1.1000000000000001,4440,0,0,0,382,0,0,0,2.6512690545116255,0,0,0,2.0829999999999999E-4,1.724,4,1.392796E-3,0,0,0,0.95,0.95,0.95,0,0,0,0,0,0,0,0,0,6,0,0,0,null,4440,null,1,null,null,0,0,0,0,null,1,1,1,0,0,0,null,0,0,0,1,0,0,0,0]
["34060210",null,0,3,40,60,21,21.5,0,0,0,0,1364,0,0,0,1.4770000000000001,1.05,1.05,1.05,1364,0,0,0,117,0,0,0,7.7285644336676465E-2,0,0,0,1.2760000000000001E-4,1.7219,4,5.1420100000000005E-4,0,0,0,0.85,0.85,0.85,0,0,0,0,0,0,0,0,0,1.6,0,0,0,null,1364,null,1,null,null,0,0,0,0,null,1,1,1,0,0,0,null,0,0,0,1,0,0,0,0]
["34070110",null,0,3,40,70,11,11.5,0,0,0,0,885,0,0,0,1.4390000000000001,1.1000000000000001,1.1000000000000001,1.1000000000000001,885,0,0,0,76,0,0,0,4.8338197326461073E-2,0,0,0,3.969E-4,1.7345999999999999,4,5.7428799999999995E-4,0,0,0,0.95,0.95,0.95,0,0,0,0,0,0,0,0,0,0.9,0,0,0,null,885,null,1,null,null,0,0,0,0,null,1,1,1,0,0,0,null,0,0,0,1,{"$f":"ROUND(IF($C843=0,0,IF($C843=10,IF($G843=10,1127,IF($G843=11,2263,\"UNDEFINED\")),IF($C843=15,IF($G843=10,\"NOT POSSIBLE\",IF($G843=11,\"NOT POSSIBLE\",IF($G843=15,1615,IF($G843=16,3238,IF($G843=20,2298,IF($G843=21,2489)))))),\"ERROR\"))),0)","v":0},0,0,{"$f":"ROUND(IF($C843=0,0,IF($C843=10,IF($G843=10,62,IF($G843=11,50,\"UNDEFINED\")),IF($C843=15,IF($G843=10,\"NOT POSSIBLE\",IF($G843=11,\"NOT POSSIBLE\",IF($G843=15,63,IF($G843=16,75,IF($G843=20,78,IF($G843=21,92)))))),\"ERROR\"))),0)","v":0}]
["34080160",null,0,3,40,80,16,16.5,0,0,0,0,1360,0,0,0,1.46,1.1000000000000001,1.1000000000000001,1.1000000000000001,1360,0,0,0,117,0,0,0,0.20654507702950148,0,0,0,2.0829999999999999E-4,1.724,4,1.392796E-3,0,0,0,0.95,0.95,0.95,0,0,0,0,0,0,0,0,0,1.6,0,0,0,null,1360,null,1,null,null,0,0,0,0,null,1,1,1,0,0,0,null,0,0,0,1,0,0,0,0]
["340100100",null,0,3,40,100,10,11.5,0,0,0,0,963,0,0,0,1.3939999999999999,1.08,1.08,1.08,963,0,0,0,83,0,0,0,3.8998947556455631E-2,0,0,0,3.969E-4,1.7345999999999999,2,3.6734700000000002E-4,0,0,0,0.98,0.98,0.98,0,0,0,0,0,0,0,0,0,0.7,0,0,0,null,963,null,1,null,null,0,0,0,0,null,1,1,1,0,0,0,null,0,0,0,1,0,0,0,0]
["340100160",null,0,3,40,100,16,16.5,0,0,0,0,1700,0,0,0,1.46,1.1000000000000001,1.1000000000000001,1.1000000000000001,1700,0,0,0,146,0,0,0,0.32860309345185401,0,0,0,2.0829999999999999E-4,1.724,4,1.392796E-3,0,0,0,0.95,0.95,0.95,0,0,0,0,0,0,0,0,0,2,0,0,0,null,1700,null,1,null,null,0,0,0,0,null,1,1,1,0,0,0,null,0,0,0,1,0,0,0,0]
["340110210",null,0,3,40,110,21,21.5,0,0,0,0,2501,0,0,0,1.4770000000000001,1.05,1.05,1.05,2501,0,0,0,215,0,0,0,0.28257432613992345,0,0,0,1.2760000000000001E-4,1.7219,4,5.1420100000000005E-4,0,0,0,0.85,0.85,0.85,0,0,0,0,0,0,0,0,0,2.9,0,0,0,null,2501,null,1,null,null,0,0,0,0,null,1,1,1,0,0,0,null,0,0,0,1,0,0,0,0]
["340120200",null,0,3,40,120,20,21.5,0,0,0,0,2635,0,0,0,1.3839999999999999,1.08,1.08,1.08,2635,0,0,0,227,0,0,0,0.22028572992562978,0,0,0,1.2760000000000001E-4,1.7219,2,3.76611E-4,0,0,0,0.95,0.95,0.95,0,0,0,0,0,0,0,0,0,1.6,0,0,0,null,2635,null,1,null,null,0,0,0,0,null,1,1,1,0,0,0,null,0,0,0,1,0,0,0,0]
["340160110",null,0,3,40,160,11,11.5,0,0,0,0,2022,0,0,0,1.4390000000000001,1.1000000000000001,1.1000000000000001,1.1000000000000001,2022,0,0,0,174,0,0,0,0.344809582356775,0,0,0,3.969E-4,1.7345999999999999,4,5.7428799999999995E-4,0,0,0,0.95,0.95,0.95,0,0,0,0,0,0,0,0,0,2.1,0,0,0,null,2022,null,1,null,null,0,0,0,0,null,1,1,1,0,0,0,null,0,0,0,1,0,0,0,0]
["340180110",null,0,3,40,180,11,11.5,0,0,0,0,2275,0,0,0,1.4390000000000001,1.1000000000000001,1.1000000000000001,1.1000000000000001,2275,0,0,0,196,0,0,0,0.46008537479332223,0,0,0,3.969E-4,1.7345999999999999,4,5.7428799999999995E-4,0,0,0,0.95,0.95,0.95,0,0,0,0,0,0,0,0,0,2.4,0,0,0,null,2275,null,1,null,null,0,0,0,0,null,1,1,1,0,0,0,null,0,0,0,1,0,0,0,0]
["340200100",null,0,3,40,200,10,11.5,0,0,0,0,{"$f":"BE910*BG910","v":1926},0,0,0,1.3939999999999999,1.08,1.08,1.08,1926,0,0,0,166,0,0,0,0.20165224613418009,0,0,0,3.969E-4,1.7345999999999999,2,3.6734700000000002E-4,0,0,0,0.98,0.98,0.98,0,0,0,0,0,0,0,0,0,1.3,0,0,0,null,1926,null,1,null,null,0,0,0,0,null,1,1,1,0,0,0,null,0,0,0,{"$f":"IF(SUM(BV910:BX910)=0,1,0)","v":1},0,0,0,0]
["340220200",null,0,3,40,220,20,21.5,0,0,0,0,4831,0,0,0,1.3839999999999999,1.08,1.08,1.08,4831,0,0,0,415,0,0,0,0.80127893105796277,0,0,0,1.2760000000000001E-4,1.7219,2,3.76611E-4,0,0,0,0.95,0.95,0.95,0,0,0,0,0,0,0,0,0,2.9,0,0,0,null,4831,null,1,null,null,0,0,0,0,null,1,1,1,0,0,0,null,0,0,0,1,0,{"$f":"ROUND(IF($C906=0,0,IF($C906=10,IF($G906=10,2539,IF($G906=11,3445,IF($G906=15,2539*1.3,IF($G906=16,3445*1.3,IF($G906=20,(2539*1.45),IF($G906=21,(3445*1.55))))))),IF($C906=15,IF($G906=10,0,IF($G906=11,0,IF($G906=15,3238,IF($G906=16,4735,IF($G906=20,4062,IF($G906=21,6098))))))))),0)","v":0},{"$f":"ROUND(IF($C906=0,0,IF($C906=10,IF($G906=10,352,IF($G906=11,577,IF($G906=15,442*1.15,IF($G906=16,725*1.15,IF($G906=20,(352*1.3),IF($G906=21,(577*1.3))))))),IF($C906=15,IF($G906=10,0,IF($G906=11,0,IF($G906=15,442,IF($G906=16,725,IF($G906=20,502,IF($G906=21,791))))))))),0)","v":0},0]
["340260110",null,0,3,40,260,11,11.5,0,0,0,0,3286,0,0,0,1.4390000000000001,1.1000000000000001,1.1000000000000001,1.1000000000000001,3286,0,0,0,283,0,0,0,1.1347555657907218,0,0,0,3.969E-4,1.7345999999999999,4,5.7428799999999995E-4,0,0,0,0.95,0.95,0.95,0,0,0,0,0,0,0,0,0,3.5,0,0,0,null,3286,null,1,null,null,0,0,0,0,null,1,1,1,0,0,0,null,0,0,0,1,0,0,0,0]
["340260150",null,0,3,40,260,15,16.5,0,0,0,0,4077,0,0,0,1.385,1.08,1.08,1.08,4077,0,0,0,351,0,0,0,0.80266444962511441,0,0,0,2.0829999999999999E-4,1.724,2,4.6182900000000003E-4,0,0,0,1.01,1.01,1.01,0,0,0,0,0,0,0,0,0,2.6,0,0,0,null,4077,null,1,null,null,0,0,0,0,null,1,1,1,0,0,0,null,0,0,0,1,0,0,0,0]
["340300110",null,0,3,40,300,11,11.5,0,0,0,0,3792,0,0,0,1.4390000000000001,1.1000000000000001,1.1000000000000001,1.1000000000000001,3792,0,0,0,326,0,0,0,1.6147295904481569,0,0,0,3.969E-4,1.7345999999999999,4,5.7428799999999995E-4,0,0,0,0.95,0.95,0.95,0,0,0,0,0,0,0,0,0,4,0,0,0,null,3792,null,1,null,null,0,0,0,0,null,1,1,1,0,0,0,null,0,0,0,1,0,0,0,0]
["35060110",null,0,3,50,60,11,11.5,0,0,0,0,832,0,0,0,1.4379999999999999,1.1000000000000001,1.1000000000000001,1.1000000000000001,832,0,0,0,72,0,0,0,4.0996851566389381E-2,0,0,0,3.969E-4,1.7345999999999999,4,5.7428799999999995E-4,0,0,0,0.95,0.95,0.95,0,0,0,0,0,0,0,0,0,0.8,0,0,0,null,832,null,1,null,null,0,0,0,0,null,1,1,1,0,0,0,null,0,0,0,1,0,0,0,0]
["35060150",null,0,3,50,60,15,16.5,0,0,0,0,1040,0,0,0,1.373,1.08,1.08,1.08,1040,0,0,0,89,0,0,0,4.0122114249192507E-2,0,0,0,2.0829999999999999E-4,1.724,2,4.6182900000000003E-4,0,0,0,1.01,1.01,1.01,0,0,0,0,0,0,0,0,0,0.6,0,0,0,null,1040,null,1,null,null,0,0,0,0,null,1,1,1,0,0,0,null,0,0,0,1,0,0,0,0]
["35070200",null,0,3,50,70,20,21.5,0,0,0,0,1698,0,0,0,1.373,1.08,1.08,1.08,1698,0,0,0,146,0,0,0,8.6085606063887821E-2,0,0,0,1.2760000000000001E-4,1.7219,2,3.76611E-4,0,0,0,0.95,0.95,0.95,0,0,0,0,0,0,0,0,0,0.9,0,0,0,null,1698,null,1,null,null,0,0,0,0,null,1,1,1,0,0,0,null,0,0,0,1,0,0,0,0]
["35080200",null,0,3,50,80,20,21.5,0,0,0,0,1940,0,0,0,1.373,1.08,1.08,1.08,1940,0,0,0,167,0,0,0,0.11395554008077592,0,0,0,1.2760000000000001E-4,1.7219,2,3.76611E-4,0,0,0,0.95,0.95,0.95,0,0,0,0,0,0,0,0,0,1.1000000000000001,0,0,0,null,1940,null,1,null,null,0,0,0,0,null,1,1,1,0,0,0,null,0,0,0,1,0,0,0,0]
["35090200",null,0,3,50,90,20,21.5,0,0,0,0,2183,0,0,0,1.373,1.08,1.08,1.08,2183,0,0,0,188,0,0,0,0.14602481813592499,0,0,0,{"$f":"IF($G970=$CO$103,CP$103,IF($G970=$CO$104,CP$104,IF($G970=$CO$105,CP$105,IF($G970=$CO$107,CP$107,IF($G970=$CO$108,CP$108,IF($G970=$CO$109,CP$109,IF($G970=$CO$111,CP$111,IF($G970=$CO$112,CP$112,IF($G970=$CO$113,CP$113,IF($G970=$CO$115,CP$115,IF($G970=$CO$116,CP$116,IF($G970=$CO$117,CP$117,IF($G970=$CO$119,CP$119,IF($G970=$CO$120,CP$120,))))))))))))))","v":1.2760000000000001E-4},{"$f":"IF($G970=$CO$103,CQ$103,IF($G970=$CO$104,CQ$104,IF($G970=$CO$105,CQ$105,IF($G970=$CO$107,CQ$107,IF($G970=$CO$108,CQ$108,IF($G970=$CO$109,CQ$109,IF($G970=$CO$111,CQ$111,IF($G970=$CO$112,CQ$112,IF($G970=$CO$113,CQ$113,IF($G970=$CO$115,CQ$115,IF($G970=$CO$116,CQ$116,IF($G970=$CO$117,CQ$117,IF($G970=$CO$119,CQ$119,IF($G970=$CO$120,CQ$120,))))))))))))))","v":1.7219},{"$f":"IF($G970=$CO$103,CR$103,IF($G970=$CO$104,CR$104,IF($G970=$CO$105,CR$105,IF($G970=$CO$107,CR$107,IF($G970=$CO$108,CR$108,IF($G970=$CO$109,CR$109,IF($G970=$CO$111,CR$111,IF($G970=$CO$112,CR$112,IF($G970=$CO$113,CR$113,IF($G970=$CO$115,CR$115,IF($G970=$CO$116,CR$116,IF($G970=$CO$117,CR$117,IF($G970=$CO$119,CR$119,IF($G970=$CO$120,CR$120,))))))))))))))","v":2},{"$f":"IF($G970=$CO$103,CS$103,IF($G970=$CO$104,CS$104,IF($G970=$CO$105,CS$105,IF($G970=$CO$107,CS$107,IF($G970=$CO$108,CS$108,IF($G970=$CO$109,CS$109,IF($G970=$CO$111,CS$111,IF($G970=$CO$112,CS$112,IF($G970=$CO$113,CS$113,IF($G970=$CO$115,CS$115,IF($G970=$CO$116,CS$116,IF($G970=$CO$117,CS$117,IF($G970=$CO$119,CS$119,IF($G970=$CO$120,CS$120,))))))))))))))","v":3.76611E-4},0,0,0,0.95,0.95,0.95,0,0,0,0,0,0,0,0,0,{"$f":"ROUND(IF(G970=10,$CO$92*F970,IF(G970=11,$CO$93*F970,IF(G970=15,$CO$94*F970,IF(G970=16,$CO$95*F970,IF(G970=20,$CO$96*F970,IF(G970=21,$CO$97*F970,)))))),1)","v":1.2},0,0,0,null,2183,null,{"$f":"IF(C970=0,1,IF(G970=10,0.9,IF(G970=11,0.68,IF(G970=15,0.8,IF(G970=16,0.68,IF(G970=20,0.8,IF(G970=21,0.8)))))))","v":1},null,null,0,0,0,0,null,1,1,1,{"$f":"AQ970/BO970","v":0},{"$f":"AR970/BP970","v":0},{"$f":"AS970/BQ970","v":0},null,{"$f":"BR970-AQ970","v":0},{"$f":"BS970-AR970","v":0},{"$f":"BT970-AS970","v":0},1,0,0,0,0]
["350110200",null,0,3,50,110,20,21.5,0,0,0,0,2668,0,0,0,1.373,1.08,1.08,1.08,2668,0,0,0,229,0,0,0,0.2212158122916634,0,0,0,1.2760000000000001E-4,1.7219,2,3.76611E-4,0,0,0,0.95,0.95,0.95,0,0,0,0,0,0,0,0,0,1.5,0,0,0,null,2668,null,1,null,null,0,0,0,0,null,1,1,1,0,0,0,null,0,0,0,1,0,0,0,0]
["350120110",null,0,3,50,120,11,11.5,0,0,0,0,1663,0,0,0,1.4379999999999999,1.1000000000000001,1.1000000000000001,1.1000000000000001,1663,0,0,0,143,0,0,0,0.20509457267115452,0,0,0,3.969E-4,1.7345999999999999,4,5.7428799999999995E-4,0,0,0,0.95,0.95,0.95,0,0,0,0,0,0,0,0,0,1.6,0,0,0,null,1663,null,1,null,null,0,0,0,0,null,1,1,1,0,0,0,null,0,0,0,1,{"$f":"ROUND(IF($C971=0,0,IF($C971=10,IF($G971=10,1127,IF($G971=11,2263,\"UNDEFINED\")),IF($C971=15,IF($G971=10,\"NOT POSSIBLE\",IF($G971=11,\"NOT POSSIBLE\",IF($G971=15,1615,IF($G971=16,3238,IF($G971=20,2298,IF($G971=21,2489)))))),\"ERROR\"))),0)","v":0},0,0,{"$f":"ROUND(IF($C971=0,0,IF($C971=10,IF($G971=10,62,IF($G971=11,50,\"UNDEFINED\")),IF($C971=15,IF($G971=10,\"NOT POSSIBLE\",IF($G971=11,\"NOT POSSIBLE\",IF($G971=15,63,IF($G971=16,75,IF($G971=20,78,IF($G971=21,92)))))),\"ERROR\"))),0)","v":0}]
[{"$f":"CONCATENATE(D990,E990,F990,G990,C990)","v":"350140100"},null,0,3,50,140,10,{"$f":"IF(G990=10,11.5,IF(G990=11,11.5,IF(G990=15,16.5,IF(G990=16,16.5,IF(G990=20,21.5,IF(G990=21,21.5,))))))","v":11.5},0,0,0,0,1506,0,0,0,1.385,1.08,1.08,1.08,1506,0,0,0,130,0,0,0,0.10621044570278379,0,0,0,3.969E-4,1.7345999999999999,2,3.6734700000000002E-4,0,0,0,0.98,0.98,0.98,0,0,0,0,0,0,0,0,0,0.9,0,0,0,null,1506,null,1,null,null,0,0,0,0,null,1,1,1,0,0,0,null,0,0,0,1,0,0,0,0]
["350180100",null,0,3,50,180,10,11.5,0,0,0,0,1937,0,0,0,1.385,1.08,1.08,1.08,1937,0,0,0,167,0,0,0,0.19276840682451349,0,0,0,3.969E-4,1.7345999999999999,2,3.6734700000000002E-4,0,0,0,0.98,0.98,0.98,0,0,0,0,0,0,0,0,0,1.2,0,0,0,null,1937,null,1,null,null,0,0,0,0,null,1,1,1,0,0,0,null,0,0,0,1,0,0,0,0]
["350200150",null,0,3,50,200,15,16.5,0,0,0,0,3468,0,0,0,1.373,1.08,1.08,1.08,3468,0,0,0,298,0,0,0,0.54158020955784847,0,0,0,2.0829999999999999E-4,1.724,2,4.6182900000000003E-4,0,0,0,1.01,1.01,1.01,0,0,0,0,0,0,0,0,0,2,0,0,0,null,3468,null,1,null,null,0,0,0,0,null,1,1,1,0,0,0,null,0,0,0,1,0,0,0,0]
["350220100",null,0,3,50,220,10,11.5,0,0,0,0,2367,0,0,0,1.385,1.08,1.08,1.08,2367,0,0,0,204,0,0,0,0.3120900659222422,0,0,0,3.969E-4,1.7345999999999999,2,3.6734700000000002E-4,0,0,0,0.98,0.98,0.98,0,0,0,0,0,0,0,0,0,1.5,0,0,0,null,2367,null,1,null,null,0,0,0,0,null,1,1,1,0,0,0,null,0,0,0,1,0,0,0,0]
["350240150",null,0,3,50,240,15,16.5,0,0,0,0,4162,0,0,0,1.373,1.08,1.08,1.08,4162,0,0,0,358,0,0,0,0.81296552905244668,0,0,0,2.0829999999999999E-4,1.724,2,4.6182900000000003E-4,0,0,0,1.01,1.01,1.01,0,0,0,0,0,0,0,0,0,2.4,0,0,0,null,4162,null,1,null,null,0,0,0,0,null,1,1,1,0,0,0,null,0,0,0,1,0,0,0,0]
["350260200",null,0,3,50,260,20,21.5,0,0,0,0,6305,0,0,0,1.373,1.08,1.08,1.08,6305,0,0,0,542,0,0,0,1.3975552775840463,0,0,0,1.2760000000000001E-4,1.7219,2,3.76611E-4,0,0,0,0.95,0.95,0.95,0,0,0,0,0,0,0,0,0,3.5,0,0,0,null,6305,null,1,null,null,0,0,0,0,null,1,1,1,0,0,0,null,0,0,0,1,0,0,0,0]
["350280160",null,0,3,50,280,16,16.5,0,0,0,0,5314,0,0,0,1.464,1.1000000000000001,1.1000000000000001,1.1000000000000001,{"$f":"ROUND(M1035*POWER((($S$1-$S$2)/LN(($S$1-$S$3)/($S$2-$S$3)))/((75-65)/LN((75-20)/(65-20))),Q1035),0)","v":5314},{"$f":"ROUND(N1035*POWER((($S$1-$S$2)/LN(($S$1-$S$3)/($S$2-$S$3)))/((75-65)/LN((75-20)/(65-20))),R1035),0)","v":0},{"$f":"ROUND(O1035*POWER((($S$1-$S$2)/LN(($S$1-$S$3)/($S$2-$S$3)))/((75-65)/LN((75-20)/(65-20))),S1035),0)","v":0},{"$f":"ROUND(P1035*POWER((($S$1-$S$2)/LN(($S$1-$S$3)/($S$2-$S$3)))/((75-65)/LN((75-20)/(65-20))),T1035),0)","v":0},{"$f":"ROUND(U1035*3600/(4186*ABS($S$1-$S$2)),0)","v":457},{"$f":"ROUND(V1035*3600/(4186*ABS($S$1-$S$2)),0)","v":0},{"$f":"ROUND(W1035*3600/(4186*ABS($S$1-$S$2)),0)","v":0},{"$f":"ROUND(X1035*3600/(4186*ABS($S$1-$S$2)),0)","v":0},{"$f":"(($AG1035*(Y1035^$AH1035)*((($F1035-14.4)*$AI1035)/100))+($AJ1035*(Y1035^2)))*0.0098","v":3.6860722977671294},{"$f":"(($AG1035*(Z1035^$AH1035)*((($F1035-14.4)*$AI1035)/100))+($AJ1035*(Z1035^2)))*0.0098","v":0},{"$f":"(($AG1035*(AA1035^$AH1035)*((($F1035-14.4)*$AI1035)/100))+($AJ1035*(AA1035^2)))*0.0098","v":0},{"$f":"(($AG1035*(AB1035^$AH1035)*((($F1035-14.4)*$AI1035)/100))+($AJ1035*(AB1035^2)))*0.0098","v":0},2.0829999999999999E-4,1.724,4,1.392796E-3,0,0,0,{"$f":"IF($G1035=10,0.98,IF($G1035=11,0.95,IF($G1035=15,1.01,IF($G1035=16,0.95,IF($G1035=20,0.95,IF($G1035=21,0.85))))))","v":0.95},0.95,0.95,{"$f":"ROUND(AK1035*POWER((($AT$1-$AT$2)/LN(($AT$1-$AT$3)/($AT$2-$AT$3)))/((16-18)/LN((16-27)/(18-27))),AN1035),0)","v":0},{"$f":"ROUND(AL1035*POWER((($AT$1-$AT$2)/LN(($AT$1-$AT$3)/($AT$2-$AT$3)))/((16-18)/LN((16-27)/(18-27))),AO1035),0)","v":0},{"$f":"ROUND(AM1035*POWER((($AT$1-$AT$2)/LN(($AT$1-$AT$3)/($AT$2-$AT$3)))/((16-18)/LN((16-27)/(18-27))),AP1035),0)","v":0},{"$f":"ROUND(AQ1035*3600/(4186*ABS($AT$1-$AT$2)),0)","v":0},{"$f":"ROUND(AR1035*3600/(4186*ABS($AT$1-$AT$2)),0)","v":0},{"$f":"ROUND(AS1035*3600/(4186*ABS($AT$1-$AT$2)),0)","v":0},{"$f":"(($AG1035*(AT1035^$AH1035)*((($F1035-14.4)*$AI1035)/100))+($AJ1035*(AT1035^2)))*0.0098","v":0},{"$f":"(($AG1035*(AU1035^$AH1035)*((($F1035-14.4)*$AI1035)/100))+($AJ1035*(AU1035^2)))*0.0098","v":0},{"$f":"(($AG1035*(AV1035^$AH1035)*((($F1035-14.4)*$AI1035)/100))+($AJ1035*(AV1035^2)))*0.0098","v":0},5.6,0,0,0,null,5314,null,1,null,null,0,0,0,0,null,{"$f":"IF(1/(1+((2258*((0.622/((101325/(1*611*EXP(17.27*((($AT$1+$AT$2)/2)/((($AT$1+$AT$2)/2)+237.3))))))-1)*1000-(0.622/((101325/($AV$1*611*EXP(17.27*($AT$3/($AT$3+237.3))))))-1)*1000))/(1005*((($AT$1+$AT$2)/2)-$AT$3))))>1,1,1/(1+((2258*((0.622/((101325/(1*611*EXP(17.27*((($AT$1+$AT$2)/2)/((($AT$1+$AT$2)/2)+237.3))))))-1)*1000-(0.622/((101325/($AV$1*611*EXP(17.27*($AT$3/($AT$3+237.3))))))-1)*1000))/(1005*((($AT$1+$AT$2)/2)-$AT$3)))))","v":1},1,1,0,0,0,null,0,0,0,1,0,0,0,0]
["350300200",null,0,3,50,300,20,21.5,0,0,0,0,7275,0,0,0,1.373,1.08,1.08,1.08,7275,0,0,0,626,0,0,0,1.9132982702556933,0,0,0,1.2760000000000001E-4,1.7219,2,3.76611E-4,0,0,0,0.95,0.95,0.95,0,0,0,0,0,0,0,0,0,4,0,0,0,null,7275,null,1,null,null,0,0,0,0,null,1,1,1,0,0,0,null,0,0,0,1,0,0,0,0]
["36060200",null,0,3,60,60,20,21.5,0,0,0,0,1565,0,0,0,1.361,1.08,1.08,1.08,1565,0,0,0,135,0,0,0,7.2577038680379471E-2,0,0,0,1.2760000000000001E-4,1.7219,2,3.76611E-4,0,0,0,0.95,0.95,0.95,0,0,0,0,0,0,0,0,0,0.8,0,0,0,null,1565,null,1,null,null,0,0,0,0,null,1,1,1,0,0,0,null,0,0,0,1,0,0,0,0]
["36070160",null,0,3,60,70,16,16.5,0,0,0,0,1459,0,0,0,1.468,1.1000000000000001,1.1000000000000001,1.1000000000000001,1459,0,0,0,125,0,0,0,0.23198400737310115,0,0,0,2.0829999999999999E-4,1.724,4,1.392796E-3,0,0,0,0.95,0.95,0.95,0,0,0,0,0,0,0,0,0,1.4,0,0,0,null,1459,null,1,null,null,0,0,0,0,null,1,1,1,0,0,0,null,0,0,0,1,0,0,0,0]
["36080150",null,0,3,60,80,15,16.5,0,0,0,0,1493,0,0,0,1.361,1.08,1.08,1.08,1493,0,0,0,128,0,0,0,8.565224767391541E-2,0,0,0,2.0829999999999999E-4,1.724,2,4.6182900000000003E-4,0,0,0,1.01,1.01,1.01,0,0,0,0,0,0,0,0,0,0.8,0,0,0,null,1493,null,1,null,null,0,0,0,0,null,1,1,1,0,0,0,null,0,0,0,1,0,0,0,0]
["36090160",null,0,3,60,90,16,16.5,0,0,0,0,1876,0,0,0,1.468,1.1000000000000001,1.1000000000000001,1.1000000000000001,1876,0,0,0,161,0,0,0,0.3931670111208535,0,0,0,2.0829999999999999E-4,1.724,4,1.392796E-3,0,0,0,0.95,0.95,0.95,0,0,0,0,0,0,0,0,0,1.8,0,0,0,null,1876,null,1,null,null,0,0,0,0,null,1,1,1,0,0,0,null,0,0,0,1,0,0,0,0]
["360100210",null,0,3,60,100,21,21.5,0,0,0,0,2882,0,0,0,1.4930000000000001,1.05,1.05,1.05,2882,0,0,0,248,0,0,0,0.36676422906461242,0,0,0,1.2760000000000001E-4,1.7219,4,5.1420100000000005E-4,0,0,0,0.85,0.85,0.85,0,0,0,0,0,0,0,0,0,2.7,0,0,0,null,2882,null,1,null,null,0,0,0,0,null,1,1,1,0,0,0,null,0,0,0,1,0,0,0,0]
["360110210",null,0,3,60,110,21,21.5,0,0,0,0,3170,0,0,0,1.4930000000000001,1.05,1.05,1.05,3170,0,0,0,273,0,0,0,0.45045415928644778,0,0,0,1.2760000000000001E-4,1.7219,4,5.1420100000000005E-4,0,0,0,0.85,0.85,0.85,0,0,0,0,0,0,0,0,0,2.9,0,0,0,null,3170,null,1,null,null,0,0,0,0,null,1,1,1,0,0,0,null,0,0,0,1,0,0,0,0]
["360120210",null,0,3,60,120,21,21.5,0,0,0,0,3458,0,0,0,1.4930000000000001,1.05,1.05,1.05,3458,0,0,0,297,0,0,0,0.5401402218733885,0,0,0,1.2760000000000001E-4,1.7219,4,5.1420100000000005E-4,0,0,0,0.85,0.85,0.85,0,0,0,0,0,0,0,0,0,3.2,0,0,0,null,3458,null,1,null,null,0,0,0,0,null,1,1,1,0,0,0,null,0,0,0,1,0,0,0,0]
["360160110",null,0,3,60,160,11,11.5,0,0,0,0,2390,0,0,0,1.4370000000000001,1.1000000000000001,1.1000000000000001,1.1000000000000001,2390,0,0,0,206,0,0,0,0.47258668013882016,0,0,0,3.969E-4,1.7345999999999999,4,5.7428799999999995E-4,0,0,0,0.95,0.95,0.95,0,0,0,0,0,0,0,0,0,2.1,0,0,0,null,2390,null,1,null,null,0,0,0,0,null,1,1,1,0,0,0,null,0,0,0,1,0,0,0,0]
["360180160",null,0,3,60,180,16,16.5,0,0,0,0,3751,0,0,0,1.468,1.1000000000000001,1.1000000000000001,1.1000000000000001,3751,0,0,0,323,0,0,0,1.7103807298040408,0,0,0,2.0829999999999999E-4,1.724,4,1.392796E-3,0,0,0,0.95,0.95,0.95,0,0,0,0,0,0,0,0,0,3.6,0,0,0,null,3751,null,1,null,null,0,0,0,0,null,1,1,1,0,0,0,null,0,0,0,1,0,0,0,0]
["360200200",null,0,3,60,200,20,21.5,0,0,0,0,5216,0,0,0,1.361,1.08,1.08,1.08,5216,0,0,0,449,0,0,0,0.91529960061866533,0,0,0,1.2760000000000001E-4,1.7219,2,3.76611E-4,0,0,0,0.95,0.95,0.95,0,0,0,0,0,0,0,0,0,2.7,0,0,0,null,5216,null,1,null,null,0,0,0,0,null,1,1,1,0,0,0,null,0,0,0,1,0,0,0,0]
["360220160",null,0,3,60,220,16,16.5,0,0,0,0,4585,0,0,0,1.468,1.1000000000000001,1.1000000000000001,1.1000000000000001,4585,0,0,0,394,0,0,0,2.6196433441084879,0,0,0,2.0829999999999999E-4,1.724,4,1.392796E-3,0,0,0,0.95,0.95,0.95,0,0,0,0,0,0,0,0,0,4.4000000000000004,0,0,0,null,4585,null,1,null,null,0,0,0,0,null,1,1,1,0,0,0,null,0,0,0,1,0,0,0,0]
["360240150",null,0,3,60,240,15,16.5,0,0,0,0,4478,0,0,0,1.361,1.08,1.08,1.08,4478,0,0,0,385,0,0,0,0.93486411586841167,0,0,0,2.0829999999999999E-4,1.724,2,4.6182900000000003E-4,0,0,0,1.01,1.01,1.01,0,0,0,0,0,0,0,0,0,2.4,0,0,0,null,4478,null,1,null,null,0,0,0,0,null,1,1,1,0,0,0,null,0,0,0,1,0,0,0,0]
["360260110",null,0,3,60,260,11,11.5,0,0,0,0,3884,0,0,0,1.4370000000000001,1.1000000000000001,1.1000000000000001,1.1000000000000001,3884,0,0,0,334,0,0,0,1.5396114539596024,0,0,0,3.969E-4,1.7345999999999999,4,5.7428799999999995E-4,0,0,0,0.95,0.95,0.95,0,0,0,0,0,0,0,0,0,3.5,0,0,0,null,3884,null,1,null,null,0,0,0,0,null,1,1,1,0,0,0,null,0,0,0,1,0,0,0,0]
["360280210",null,0,3,60,280,21,21.5,0,0,0,0,8070,0,0,0,1.4930000000000001,1.05,1.05,1.05,8070,0,0,0,694,0,0,0,3.4643391521834603,0,0,0,1.2760000000000001E-4,1.7219,4,5.1420100000000005E-4,0,0,0,0.85,0.85,0.85,0,0,0,0,0,0,0,0,0,7.5,0,0,0,null,8070,null,1,null,null,0,0,0,0,null,1,1,1,0,0,0,null,0,0,0,1,0,0,0,0]
["360300200",null,0,3,60,300,20,21.5,0,0,0,0,7824,0,0,0,1.361,1.08,1.08,1.08,7824,0,0,0,673,0,0,0,2.2006263572962799,0,0,0,1.2760000000000001E-4,1.7219,2,3.76611E-4,0,0,0,0.95,0.95,0.95,0,0,0,0,0,0,0,0,0,4,0,0,0,null,7824,null,1,null,null,0,0,0,0,null,1,1,1,0,0,0,null,0,0,0,1,0,0,0,0]
["37060200",null,0,3,70,60,20,21.5,0,0,0,0,1652,0,0,0,1.349,1.08,1.08,1.08,1652,0,0,0,142,0,0,0,8.0216624979744869E-2,0,0,0,1.2760000000000001E-4,1.7219,2,3.76611E-4,0,0,0,0.95,0.95,0.95,0,0,0,0,0,0,0,0,0,0.8,0,0,0,null,1652,null,1,null,null,0,0,0,0,null,1,1,1,0,0,0,null,0,0,0,1,0,0,0,0]
["37070200",null,0,3,70,70,20,21.5,0,0,0,0,1927,0,0,0,1.349,1.08,1.08,1.08,1927,0,0,0,166,0,0,0,0.11095002490928764,0,0,0,1.2760000000000001E-4,1.7219,2,3.76611E-4,0,0,0,0.95,0.95,0.95,0,0,0,0,0,0,0,0,0,0.9,0,0,0,null,1927,null,1,null,null,0,0,0,0,null,1,1,1,0,0,0,null,0,0,0,1,0,0,0,0]
["37080200",null,0,3,70,80,20,21.5,0,0,0,0,2202,0,0,0,1.349,1.08,1.08,1.08,2202,0,0,0,189,0,0,0,0.14547975528567636,0,0,0,1.2760000000000001E-4,1.7219,2,3.76611E-4,0,0,0,0.95,0.95,0.95,0,0,0,0,0,0,0,0,0,1.1000000000000001,0,0,0,null,2202,null,1,null,null,0,0,0,0,null,1,1,1,0,0,0,null,0,0,0,1,0,0,0,0]
["370100100",null,0,3,70,100,10,11.5,0,0,0,0,1248,0,0,0,1.3660000000000001,1.08,1.08,1.08,1248,0,0,0,107,0,0,0,6.3275113036570657E-2,0,0,0,3.969E-4,1.7345999999999999,2,3.6734700000000002E-4,0,0,0,0.98,0.98,0.98,0,0,0,0,0,0,0,0,0,0.7,0,0,0,null,1248,null,1,null,null,0,0,0,0,null,1,1,1,0,0,0,null,0,0,0,1,0,0,0,0]
["370110110",null,0,3,70,110,11,11.5,0,0,0,0,1749,0,0,0,1.4359999999999999,1.1000000000000001,1.1000000000000001,1.1000000000000001,1749,0,0,0,150,0,0,0,0.21515693509182945,0,0,0,3.969E-4,1.7345999999999999,4,5.7428799999999995E-4,0,0,0,0.95,0.95,0.95,0,0,0,0,0,0,0,0,0,1.5,0,0,0,null,1749,null,1,null,null,0,0,0,0,null,1,1,1,0,0,0,null,0,0,0,1,0,0,0,0]
["370120100",null,0,3,70,120,10,11.5,0,0,0,0,1498,0,0,0,1.3660000000000001,1.08,1.08,1.08,1498,0,0,0,129,0,0,0,9.7545910021192145E-2,0,0,0,3.969E-4,1.7345999999999999,2,3.6734700000000002E-4,0,0,0,0.98,0.98,0.98,0,0,0,0,0,0,0,0,0,0.8,0,0,0,null,1498,null,1,null,null,0,0,0,0,null,1,1,1,0,0,0,null,0,0,0,1,0,0,0,0]
["370140150",null,0,3,70,140,15,16.5,0,0,0,0,2761,0,0,0,1.35,1.08,1.08,1.08,2761,0,0,0,237,0,0,0,0.31789635405661082,0,0,0,2.0829999999999999E-4,1.724,2,4.6182900000000003E-4,0,0,0,1.01,1.01,1.01,0,0,0,0,0,0,0,0,0,1.4,0,0,0,null,2761,null,1,null,null,0,0,0,0,null,1,1,1,0,0,0,null,0,0,0,1,0,0,0,0]
["370160110",null,0,3,70,160,11,11.5,0,0,0,0,2544,0,0,0,1.4359999999999999,1.1000000000000001,1.1000000000000001,1.1000000000000001,2544,0,0,0,219,0,0,0,0.52985947011241341,0,0,0,3.969E-4,1.7345999999999999,4,5.7428799999999995E-4,0,0,0,0.95,0.95,0.95,0,0,0,0,0,0,0,0,0,2.1,0,0,0,null,2544,null,1,null,null,0,0,0,0,null,1,1,1,0,0,0,null,0,0,0,1,0,0,0,0]
["370180150",null,0,3,70,180,15,16.5,0,0,0,0,3550,0,0,0,1.35,1.08,1.08,1.08,3550,0,0,0,305,0,0,0,0.55072368678506511,0,0,0,2.0829999999999999E-4,1.724,2,4.6182900000000003E-4,0,0,0,1.01,1.01,1.01,0,0,0,0,0,0,0,0,0,1.8,0,0,0,null,3550,null,1,null,null,0,0,0,0,null,1,1,1,0,0,0,null,0,0,0,1,0,0,0,0]
["370200110",null,0,3,70,200,11,11.5,0,0,0,0,3180,0,0,0,1.4359999999999999,1.1000000000000001,1.1000000000000001,1.1000000000000001,3180,0,0,0,273,0,0,0,0.90508910898204198,0,0,0,3.969E-4,1.7345999999999999,4,5.7428799999999995E-4,0,0,0,0.95,0.95,0.95,0,0,0,0,0,0,0,0,0,2.7,0,0,0,null,3180,null,1,null,null,0,0,0,0,null,1,1,1,0,0,0,null,0,0,0,1,0,0,0,0]
["370220160",null,0,3,70,220,16,16.5,0,0,0,0,4972,0,0,0,1.472,1.1000000000000001,1.1000000000000001,1.1000000000000001,4972,0,0,0,428,0,0,0,3.077925663544987,0,0,0,2.0829999999999999E-4,1.724,4,1.392796E-3,0,0,0,0.95,0.95,0.95,0,0,0,0,0,0,0,0,0,4.4000000000000004,0,0,0,null,4972,null,1,null,null,0,0,0,0,null,1,1,1,0,0,0,null,0,0,0,1,0,0,0,0]
["370240210",null,0,3,70,240,21,21.5,0,0,0,0,7625,0,0,0,1.5009999999999999,1.05,1.05,1.05,7625,0,0,0,656,0,0,0,2.968190992098608,0,0,0,1.2760000000000001E-4,1.7219,4,5.1420100000000005E-4,0,0,0,0.85,0.85,0.85,0,0,0,0,0,0,0,0,0,6.4,0,0,0,null,7625,null,1,null,null,0,0,0,0,null,1,1,1,0,0,0,null,0,0,0,1,0,0,0,0]
["370260160",null,0,3,70,260,16,16.5,0,0,0,0,5876,0,0,0,1.472,1.1000000000000001,1.1000000000000001,1.1000000000000001,5876,0,0,0,505,0,0,0,4.3985904809313565,0,0,0,2.0829999999999999E-4,1.724,4,1.392796E-3,0,0,0,0.95,0.95,0.95,0,0,0,0,0,0,0,0,0,5.2,0,0,0,null,5876,null,1,null,null,0,0,0,0,null,1,1,1,0,0,0,null,0,0,0,1,0,0,0,0]
["370280210",null,0,3,70,280,21,21.5,0,0,0,0,8896,0,0,0,1.5009999999999999,1.05,1.05,1.05,8896,0,0,0,765,0,0,0,4.1757568234014588,0,0,0,1.2760000000000001E-4,1.7219,4,5.1420100000000005E-4,0,0,0,0.85,0.85,0.85,0,0,0,0,0,0,0,0,0,7.5,0,0,0,null,8896,null,1,null,null,0,0,0,0,null,1,1,1,0,0,0,null,0,0,0,1,0,0,0,0]
["39060160",null,0,3,90,60,16,16.5,0,0,0,0,1558,0,0,0,1.48,1.1000000000000001,1.1000000000000001,1.1000000000000001,1558,0,0,0,134,0,0,0,0.26238954698403733,0,0,0,2.0829999999999999E-4,1.724,4,1.392796E-3,0,0,0,0.95,0.95,0.95,0,0,0,0,0,0,0,0,0,1.2,0,0,0,null,1558,null,1,null,null,0,0,0,0,null,1,1,1,0,0,0,null,0,0,0,1,0,0,0,0]
["39070150",null,0,3,90,70,15,16.5,0,0,0,0,1484,0,0,0,1.3260000000000001,1.08,1.08,1.08,1484,0,0,0,128,0,0,0,8.3899274262160012E-2,0,0,0,2.0829999999999999E-4,1.724,2,4.6182900000000003E-4,0,0,0,1.01,1.01,1.01,0,0,0,0,0,0,0,0,0,0.7,0,0,0,null,1484,null,1,null,null,0,0,0,0,null,1,1,1,0,0,0,null,0,0,0,1,0,0,0,0]
["39070210",null,0,3,90,70,21,21.5,0,0,0,0,2639,0,0,0,1.518,1.05,1.05,1.05,2639,0,0,0,227,0,0,0,0.29136288386466014,0,0,0,1.2760000000000001E-4,1.7219,4,5.1420100000000005E-4,0,0,0,0.85,0.85,0.85,0,0,0,0,0,0,0,0,0,1.9,0,0,0,null,2639,null,1,null,null,0,0,0,0,null,1,1,1,0,0,0,null,0,0,0,1,0,0,0,0]
["39090210",null,0,3,90,90,21,21.5,0,0,0,0,3393,0,0,0,1.518,1.05,1.05,1.05,3393,0,0,0,292,0,0,0,0.49615665381377139,0,0,0,1.2760000000000001E-4,1.7219,4,5.1420100000000005E-4,0,0,0,0.85,0.85,0.85,0,0,0,0,0,0,0,0,0,2.4,0,0,0,null,3393,null,1,null,null,0,0,0,0,null,1,1,1,0,0,0,null,0,0,0,1,0,0,0,0]
["390100210",null,0,3,90,100,21,21.5,0,0,0,0,3770,0,0,0,1.518,1.05,1.05,1.05,3770,0,0,0,324,0,0,0,0.6190489892080594,0,0,0,1.2760000000000001E-4,1.7219,4,5.1420100000000005E-4,0,0,0,0.85,0.85,0.85,0,0,0,0,0,0,0,0,0,2.7,0,0,0,null,3770,null,1,null,null,0,0,0,0,null,1,1,1,0,0,0,null,0,0,0,1,0,0,0,0]
["390110110",null,0,3,90,110,11,11.5,0,0,0,0,1934,0,0,0,1.4339999999999999,1.1000000000000001,1.1000000000000001,1.1000000000000001,1934,0,0,0,166,0,0,0,0.26062759764465276,0,0,0,3.969E-4,1.7345999999999999,4,5.7428799999999995E-4,0,0,0,0.95,0.95,0.95,0,0,0,0,0,0,0,0,0,1.5,0,0,0,null,1934,null,1,null,null,0,0,0,0,null,1,1,1,0,0,0,null,0,0,0,1,0,0,0,0]
["390140110",null,0,3,90,140,11,11.5,0,0,0,0,2461,0,0,0,1.4339999999999999,1.1000000000000001,1.1000000000000001,1.1000000000000001,2461,0,0,0,212,0,0,0,0.46488879595796168,0,0,0,3.969E-4,1.7345999999999999,4,5.7428799999999995E-4,0,0,0,0.95,0.95,0.95,0,0,0,0,0,0,0,0,0,1.9,0,0,0,null,2461,null,1,null,null,0,0,0,0,null,1,1,1,0,0,0,null,0,0,0,1,0,0,0,0]
["390140150",null,0,3,90,140,15,16.5,0,0,0,0,2968,0,0,0,1.3260000000000001,1.08,1.08,1.08,2968,0,0,0,255,0,0,0,0.36654362972334692,0,0,0,2.0829999999999999E-4,1.724,2,4.6182900000000003E-4,0,0,0,1.01,1.01,1.01,0,0,0,0,0,0,0,0,0,1.4,0,0,0,null,2968,null,1,null,null,0,0,0,0,null,1,1,1,0,0,0,null,0,0,0,1,0,0,0,0]
["390160200",null,0,3,90,160,20,21.5,0,0,0,0,{"$f":"BE1294*BG1294","v":4731},0,0,0,1.3260000000000001,1.08,1.08,1.08,4731,0,0,0,407,0,0,0,0.72480551771954926,0,0,0,1.2760000000000001E-4,1.7219,2,3.76611E-4,0,0,0,0.95,0.95,0.95,0,0,0,0,0,0,0,0,0,2.1,0,0,0,null,4731,null,1,null,null,0,0,0,0,null,1,1,1,0,0,0,null,0,0,0,{"$f":"IF(SUM(BV1294:BX1294)=0,1,0)","v":1},0,0,0,0]
["390200160",null,0,3,90,200,16,16.5,0,0,0,0,5192,0,0,0,1.48,1.1000000000000001,1.1000000000000001,1.1000000000000001,5192,0,0,0,447,0,0,0,3.2892047549461929,0,0,0,2.0829999999999999E-4,1.724,4,1.392796E-3,0,0,0,0.95,0.95,0.95,0,0,0,0,0,0,0,0,0,4,0,0,0,null,5192,null,1,null,null,0,0,0,0,null,1,1,1,0,0,0,null,0,0,0,1,{"$f":"ROUND(IF($C1291=0,0,IF($C1291=10,IF($G1291=10,1127,IF($G1291=11,2263,\"UNDEFINED\")),IF($C1291=15,IF($G1291=10,\"NOT POSSIBLE\",IF($G1291=11,\"NOT POSSIBLE\",IF($G1291=15,1615,IF($G1291=16,3238,IF($G1291=20,2298,IF($G1291=21,2489)))))),\"ERROR\"))),0)","v":0},0,0,{"$f":"ROUND(IF($C1291=0,0,IF($C1291=10,IF($G1291=10,62,IF($G1291=11,50,\"UNDEFINED\")),IF($C1291=15,IF($G1291=10,\"NOT POSSIBLE\",IF($G1291=11,\"NOT POSSIBLE\",IF($G1291=15,63,IF($G1291=16,75,IF($G1291=20,78,IF($G1291=21,92)))))),\"ERROR\"))),0)","v":0}]
["390200200",null,0,3,90,200,20,21.5,0,0,0,0,5914,0,0,0,1.3260000000000001,1.08,1.08,1.08,5914,0,0,0,509,0,0,0,1.1687243131004159,0,0,0,1.2760000000000001E-4,1.7219,2,3.76611E-4,0,0,0,0.95,0.95,0.95,0,0,0,0,0,0,0,0,0,2.7,0,0,0,null,5914,null,1,null,null,0,0,0,0,null,1,1,1,0,0,0,null,0,0,0,1,0,0,0,0]
["390240110",null,0,3,90,240,11,11.5,0,0,0,0,4219,0,0,0,1.4339999999999999,1.1000000000000001,1.1000000000000001,1.1000000000000001,4219,0,0,0,363,0,0,0,1.7092533221751331,0,0,0,3.969E-4,1.7345999999999999,4,5.7428799999999995E-4,0,0,0,0.95,0.95,0.95,0,0,0,0,0,0,0,0,0,3.2,0,0,0,null,4219,null,1,null,null,0,0,0,0,null,1,1,1,0,0,0,null,0,0,0,1,0,0,0,0]
["390260210",null,0,3,90,260,21,21.5,0,0,0,0,9802,0,0,0,1.518,1.05,1.05,1.05,9802,0,0,0,843,0,0,0,4.9218303586316443,0,0,0,1.2760000000000001E-4,1.7219,4,5.1420100000000005E-4,0,0,0,0.85,0.85,0.85,0,0,0,0,0,0,0,0,0,6.9,0,0,0,null,9802,null,1,null,null,0,0,0,0,null,1,1,1,0,0,0,null,0,0,0,1,0,0,0,0]
["390280100",null,0,3,90,280,10,11.5,0,0,0,0,3833,0,0,0,1.3480000000000001,1.08,1.08,1.08,3833,0,0,0,330,0,0,0,0.8748536944352705,0,0,0,3.969E-4,1.7345999999999999,2,3.6734700000000002E-4,0,0,0,0.98,0.98,0.98,0,0,0,0,0,0,0,0,0,1.9,0,0,0,null,3833,null,1,null,null,0,0,0,0,null,1,1,1,0,0,0,null,0,0,0,1,0,0,0,0]
[{"$f":"CONCATENATE(D1338,E1338,F1338,G1338,C1338)","v":"135501010"},{"$f":"'DBH-Upgrade'!$K$8-$CL1338","v":70},10,1,35,50,10,{"$f":"IF(G1338=10,11.5,IF(G1338=11,11.5,IF(G1338=15,16.5,IF(G1338=16,16.5,IF(G1338=20,21.5,IF(G1338=21,21.5,))))))","v":11.5},0,26,30,38.799999999999997,404.1,{"$f":"IF($B1338>$F1338,0,IF($C1338>$G1338,0,ROUND((((($F1338-$B1338)/100)*IF('DBH-Upgrade'!$K$6='DBH-Upgrade'!$K$8,$BZ1352,($BE1338/(($F1338-18)/100))))+((($B1338-18)/100)*$CA1352))*$CE1352,0)))","v":0},{"$f":"IF($B1338>$F1338,0,IF($C1338>$G1338,0,ROUND((((($F1338-$B1338)/100)*IF('DBH-Upgrade'!$K$6='DBH-Upgrade'!$K$8,$BZ1352,($BE1338/(($F1338-18)/100))))+((($B1338-18)/100)*$CA1352))*$CD1352,0)))","v":0},{"$f":"IF($B1338>$F1338,0,IF($C1338>$G1338,0,ROUND(((($F1338-$B1338)/100)*IF('DBH-Upgrade'!$K$6='DBH-Upgrade'!$K$8,$BZ1352,($BE1338/(($F1338-18)/100))))+((($B1338-18)/100)*$CA1352),0)))","v":0},{"$f":"IF(B1338=0,IF(E1338=35,IF(G1338=10,1.399,IF(G1338=11,1.44,IF(G1338=15,1.39,IF(G1338=16,1.458,IF(G1338=20,1.39,IF(G1338=21,1.472,1)))))),IF(E1338=50,IF(G1338=10,1.385,IF(G1338=11,1.438,IF(G1338=15,1.373,IF(G1338=16,1.464,IF(G1338=20,1.373,IF(G1338=21,1.485,1)))))),IF(E1338=65,IF(G1338=10,1.371,IF(G1338=11,1.437,IF(G1338=15,1.355,IF(G1338=16,1.47,IF(G1338=20,1.355,IF(G1338=21,1.497,1)))))),IF(E1338=95,IF(G1338=10,1.343,IF(G1338=11,1.434,IF(G1338=15,1.32,IF(G1338=16,1.482,IF(G1338=20,1.32,IF(G1338=21,1.522,1)))))),\"ERROR\")))),1.5)","v":1.5},{"$f":"IF($G1338=10,1.08,IF($G1338=11,1.1,IF($G1338=15,1.08,IF($G1338=16,1.1,IF($G1338=20,1.08,IF($G1338=21,1.05))))))","v":1.08},1.08,1.08,{"$f":"ROUND(M1338*POWER((($S$1-$S$2)/LN(($S$1-$S$3)/($S$2-$S$3)))/((75-65)/LN((75-20)/(65-20))),Q1338),0)","v":404},{"$f":"IF($B1338>$F1338,0,IF($C1338>$G1338,0,ROUND(((($F1338-$B1338)/100)*(IF('DBH-Upgrade'!$K$6='DBH-Upgrade'!$K$8,$BZ1352,($BE1338/(($F1338-18)/100))))*$CH1352)+((($B1338-18)/100)*$CA1352*$CE1352*$CG1352),0)))","v":0},{"$f":"IF($B1338>$F1338,0,IF($C1338>$G1338,0,ROUND(((($F1338-$B1338)/100)*(IF('DBH-Upgrade'!$K$6='DBH-Upgrade'!$K$8,$BZ1352,($BE1338/(($F1338-18)/100))))*$CH1352)+((($B1338-18)/100)*$CA1352*$CD1352*$CG1352),0)))","v":0},{"$f":"IF($B1338>$F1338,0,IF($C1338>$G1338,0,ROUND(((($F1338-$B1338)/100)*(IF('DBH-Upgrade'!$K$6='DBH-Upgrade'!$K$8,$BZ1352,($BE1338/(($F1338-18)/100))))*$CH1352)+((($B1338-18)/100)*$CA1352*$CG1352),0)))","v":0},35,0,0,0,5.7304678742851828E-3,0,0,0,3.969E-4,1.7345999999999999,2,3.6734700000000002E-4,{"$f":"IF($B1338>$F1338,0,IF($C1338>$G1338,0,ROUND((((($F1338-$B1338)/100)*IF('DBH-Upgrade'!$K$6='DBH-Upgrade'!$K$8,$CC1352,($BF1338/(($F1338-18)/100))))+((($B1338-18)/100)*$CB1352))*IF($E1338>50,IF($G1338=11,(1-(($E1338-50)*0.005)),IF($G1338=16,(1-(($E1338-50)*0.005)),IF($G1338=21,(1-(($E1338-50)*0.005)),1))),1)*$CE1352,0)))","v":0},{"$f":"IF($B1338>$F1338,0,IF($C1338>$G1338,0,ROUND((((($F1338-$B1338)/100)*IF('DBH-Upgrade'!$K$6='DBH-Upgrade'!$K$8,$CC1352,($BF1338/(($F1338-18)/100))))+((($B1338-18)/100)*$CB1352))*IF($E1338>50,IF($G1338=11,(1-(($E1338-50)*0.005)),IF($G1338=16,(1-(($E1338-50)*0.005)),IF($G1338=21,(1-(($E1338-50)*0.005)),1))),1)*$CD1352,0)))","v":0},{"$f":"IF($B1338>$F1338,0,IF($C1338>$G1338,0,ROUND((((($F1338-$B1338)/100)*IF('DBH-Upgrade'!$K$6='DBH-Upgrade'!$K$8,$CC1352,($BF1338/(($F1338-18)/100))))+((($B1338-18)/100)*$CB1352))*IF($E1338>50,IF($G1338=11,(1-(($E1338-50)*0.005)),IF($G1338=16,(1-(($E1338-50)*0.005)),IF($G1338=21,(1-(($E1338-50)*0.005)),1))),1),0)))","v":0},0.98,0.98,0.98,{"$f":"IF($B1338>$F1338,0,IF($C1338>$G1338,0,ROUND((((($F1338-$B1338)/100)*(IF('DBH-Upgrade'!$K$6='DBH-Upgrade'!$K$8,$CC1352,($BF1338/(($F1338-18)/100))))*$CJ1352)+((($B1338-18)/100)*$CB1352*$CE1352*$CI1352))*IF($E1338>50,IF($G1338=11,(1-(($E1338-50)*0.005)),IF($G1338=16,(1-(($E1338-50)*0.005)),IF($G1338=21,(1-(($E1338-50)*0.005)),1))),1),0)))","v":0},{"$f":"IF($B1338>$F1338,0,IF($C1338>$G1338,0,ROUND((((($F1338-$B1338)/100)*(IF('DBH-Upgrade'!$K$6='DBH-Upgrade'!$K$8,$CC1352,($BF1338/(($F1338-18)/100))))*$CJ1352)+((($B1338-18)/100)*$CB1352*$CD1352*$CI1352))*IF($E1338>50,IF($G1338=11,(1-(($E1338-50)*0.005)),IF($G1338=16,(1-(($E1338-50)*0.005)),IF($G1338=21,(1-(($E1338-50)*0.005)),1))),1),0)))","v":0},{"$f":"IF($B1338>$F1338,0,IF($C1338>$G1338,0,ROUND((((($F1338-$B1338)/100)*(IF('DBH-Upgrade'!$K$6='DBH-Upgrade'!$K$8,$CC1352,($BF1338/(($F1338-18)/100))))*$CJ1352)+((($B1338-18)/100)*$CB1352*$CI1352))*IF($E1338>50,IF($G1338=11,(1-(($E1338-50)*0.005)),IF($G1338=16,(1-(($E1338-50)*0.005)),IF($G1338=21,(1-(($E1338-50)*0.005)),1))),1),0)))","v":0},0,0,0,0,0,0,0.3,{"$f":"IF($B1338>$F1338,$BM$1,CT$21)","v":"DBH-unit is too long!"},{"$f":"IF($B1338>$F1338,$BM$1,CU$21)","v":"DBH-unit is too long!"},{"$f":"IF($B1338>$F1338,$BM$1,CV$21)","v":"DBH-unit is too long!"},null,{"$f":"$BE10","v":449},null,{"$f":"IF($G1338=10,$CU$61,IF($G1338=11,$CU$62,IF($G1338=15,$CU$63,IF($G1338=16,$CU$64,IF($G1338=20,$CU$65,IF($G1338=21,$CU$66))))))","v":0.9},null,null,0,{"$f":"IF($B1338>$F1338,$BM$1,CQ$21)","v":"DBH-unit is too long!"},{"$f":"IF($B1338>$F1338,$BM$1,CR$21)","v":"DBH-unit is too long!"},{"$f":"IF($B1338>$F1338,$BM$1,CS$21)","v":"DBH-unit is too long!"},null,1,1,1,0,0,0,null,0,0,0,{"$f":"IF(SUM(BV1338:BX1338)=0,1,0)","v":1},0,0,0,0,null,null,null,null,null,null,null,null,{"$f":"IF($G1338=10,IF($F1338=280,20,IF($F1338=300,40,0)),IF($G1338=11,IF($F1338=280,20,IF($F1338=300,40,0)),IF($G1338=15,IF($F1338=70,10,IF($F1338=110,10,IF($F1338=180,20,IF($F1338=260,20,IF($F1338=300,20,0))))),IF($G1338=16,IF($F1338=70,10,IF($F1338=110,10,IF($F1338=180,20,IF($F1338=260,20,IF($F1338=300,20,0))))),IF($G1338=20,IF($F1338=70,10,IF($F1338=110,10,IF($F1338=180,20,IF($F1338=260,20,IF($F1338=300,20,0))))),IF($G1338=21,IF($F1338=70,10,IF($F1338=110,10,IF($F1338=180,20,IF($F1338=260,20,IF($F1338=300,20,0))))),\"Error\"))))))","v":0}]
[{"$f":"CONCATENATE(D1340,E1340,F1340,G1340,C1340)","v":"135601010"},{"$f":"'DBH-Upgrade'!$K$8-$CL1340","v":70},10,1,35,60,10,11.5,0,26,30,40,485.1,{"$f":"IF($B1340>$F1340,0,IF($C1340>$G1340,0,ROUND((((($F1340-$B1340)/100)*IF('DBH-Upgrade'!$K$6='DBH-Upgrade'!$K$8,$BZ1354,($BE1340/(($F1340-18)/100))))+((($B1340-18)/100)*$CA1354))*$CE1354,0)))","v":0},{"$f":"IF($B1340>$F1340,0,IF($C1340>$G1340,0,ROUND((((($F1340-$B1340)/100)*IF('DBH-Upgrade'!$K$6='DBH-Upgrade'!$K$8,$BZ1354,($BE1340/(($F1340-18)/100))))+((($B1340-18)/100)*$CA1354))*$CD1354,0)))","v":0},{"$f":"IF($B1340>$F1340,0,IF($C1340>$G1340,0,ROUND(((($F1340-$B1340)/100)*IF('DBH-Upgrade'!$K$6='DBH-Upgrade'!$K$8,$BZ1354,($BE1340/(($F1340-18)/100))))+((($B1340-18)/100)*$CA1354),0)))","v":0},1.5,1.08,1.08,1.08,485,{"$f":"IF($B1340>$F1340,0,IF($C1340>$G1340,0,ROUND(((($F1340-$B1340)/100)*(IF('DBH-Upgrade'!$K$6='DBH-Upgrade'!$K$8,$BZ1354,($BE1340/(($F1340-18)/100))))*$CH1354)+((($B1340-18)/100)*$CA1354*$CE1354*$CG1354),0)))","v":0},{"$f":"IF($B1340>$F1340,0,IF($C1340>$G1340,0,ROUND(((($F1340-$B1340)/100)*(IF('DBH-Upgrade'!$K$6='DBH-Upgrade'!$K$8,$BZ1354,($BE1340/(($F1340-18)/100))))*$CH1354)+((($B1340-18)/100)*$CA1354*$CD1354*$CG1354),0)))","v":0},{"$f":"IF($B1340>$F1340,0,IF($C1340>$G1340,0,ROUND(((($F1340-$B1340)/100)*(IF('DBH-Upgrade'!$K$6='DBH-Upgrade'!$K$8,$BZ1354,($BE1340/(($F1340-18)/100))))*$CH1354)+((($B1340-18)/100)*$CA1354*$CG1354),0)))","v":0},42,0,0,0,8.6709473267740419E-3,0,0,0,3.969E-4,1.7345999999999999,2,3.6734700000000002E-4,{"$f":"IF($B1340>$F1340,0,IF($C1340>$G1340,0,ROUND((((($F1340-$B1340)/100)*IF('DBH-Upgrade'!$K$6='DBH-Upgrade'!$K$8,$CC1354,($BF1340/(($F1340-18)/100))))+((($B1340-18)/100)*$CB1354))*IF($E1340>50,IF($G1340=11,(1-(($E1340-50)*0.005)),IF($G1340=16,(1-(($E1340-50)*0.005)),IF($G1340=21,(1-(($E1340-50)*0.005)),1))),1)*$CE1354,0)))","v":0},{"$f":"IF($B1340>$F1340,0,IF($C1340>$G1340,0,ROUND((((($F1340-$B1340)/100)*IF('DBH-Upgrade'!$K$6='DBH-Upgrade'!$K$8,$CC1354,($BF1340/(($F1340-18)/100))))+((($B1340-18)/100)*$CB1354))*IF($E1340>50,IF($G1340=11,(1-(($E1340-50)*0.005)),IF($G1340=16,(1-(($E1340-50)*0.005)),IF($G1340=21,(1-(($E1340-50)*0.005)),1))),1)*$CD1354,0)))","v":0},{"$f":"IF($B1340>$F1340,0,IF($C1340>$G1340,0,ROUND((((($F1340-$B1340)/100)*IF('DBH-Upgrade'!$K$6='DBH-Upgrade'!$K$8,$CC1354,($BF1340/(($F1340-18)/100))))+((($B1340-18)/100)*$CB1354))*IF($E1340>50,IF($G1340=11,(1-(($E1340-50)*0.005)),IF($G1340=16,(1-(($E1340-50)*0.005)),IF($G1340=21,(1-(($E1340-50)*0.005)),1))),1),0)))","v":0},0.98,0.98,0.98,0,0,0,0,0,0,0,0,0,0.4,"DBH-unit is too long!","DBH-unit is too long!","DBH-unit is too long!",null,539,null,0.9,null,null,0,"DBH-unit is too long!","DBH-unit is too long!","DBH-unit is too long!",null,1,1,1,0,0,0,null,0,0,0,1,0,0,0,0,null,null,null,null,null,null,null,null,0]
["135702010",{"$f":"'DBH-Upgrade'!$K$8-$CL1350","v":60},10,1,35,70,20,21.5,0,26,30,41,1153.6000000000001,{"$f":"IF($B1350>$F1350,0,IF($C1350>$G1350,0,ROUND((((($F1350-$B1350)/100)*IF('DBH-Upgrade'!$K$6='DBH-Upgrade'!$K$8,$BZ1364,($BE1350/(($F1350-18)/100))))+((($B1350-18)/100)*$CA1364))*$CE1364,0)))","v":{"$error":"#VALUE!"}},{"$f":"IF($B1350>$F1350,0,IF($C1350>$G1350,0,ROUND((((($F1350-$B1350)/100)*IF('DBH-Upgrade'!$K$6='DBH-Upgrade'!$K$8,$BZ1364,($BE1350/(($F1350-18)/100))))+((($B1350-18)/100)*$CA1364))*$CD1364,0)))","v":{"$error":"#VALUE!"}},{"$f":"IF($B1350>$F1350,0,IF($C1350>$G1350,0,ROUND(((($F1350-$B1350)/100)*IF('DBH-Upgrade'!$K$6='DBH-Upgrade'!$K$8,$BZ1364,($BE1350/(($F1350-18)/100))))+((($B1350-18)/100)*$CA1364),0)))","v":{"$error":"#VALUE!"}},1.5,1.08,1.08,1.08,1154,{"$f":"IF($B1350>$F1350,0,IF($C1350>$G1350,0,ROUND(((($F1350-$B1350)/100)*(IF('DBH-Upgrade'!$K$6='DBH-Upgrade'!$K$8,$BZ1364,($BE1350/(($F1350-18)/100))))*$CH1364)+((($B1350-18)/100)*$CA1364*$CE1364*$CG1364),0)))","v":{"$error":"#VALUE!"}},{"$f":"IF($B1350>$F1350,0,IF($C1350>$G1350,0,ROUND(((($F1350-$B1350)/100)*(IF('DBH-Upgrade'!$K$6='DBH-Upgrade'!$K$8,$BZ1364,($BE1350/(($F1350-18)/100))))*$CH1364)+((($B1350-18)/100)*$CA1364*$CD1364*$CG1364),0)))","v":{"$error":"#VALUE!"}},{"$f":"IF($B1350>$F1350,0,IF($C1350>$G1350,0,ROUND(((($F1350-$B1350)/100)*(IF('DBH-Upgrade'!$K$6='DBH-Upgrade'!$K$8,$BZ1364,($BE1350/(($F1350-18)/100))))*$CH1364)+((($B1350-18)/100)*$CA1364*$CG1364),0)))","v":{"$error":"#VALUE!"}},99,{"$error":"#VALUE!"},{"$error":"#VALUE!"},{"$error":"#VALUE!"},3.9970631396197505E-2,{"$error":"#VALUE!"},{"$error":"#VALUE!"},{"$error":"#VALUE!"},1.2760000000000001E-4,1.7219,2,3.76611E-4,{"$f":"IF($B1350>$F1350,0,IF($C1350>$G1350,0,ROUND((((($F1350-$B1350)/100)*IF('DBH-Upgrade'!$K$6='DBH-Upgrade'!$K$8,$CC1364,($BF1350/(($F1350-18)/100))))+((($B1350-18)/100)*$CB1364))*IF($E1350>50,IF($G1350=11,(1-(($E1350-50)*0.005)),IF($G1350=16,(1-(($E1350-50)*0.005)),IF($G1350=21,(1-(($E1350-50)*0.005)),1))),1)*$CE1364,0)))","v":{"$error":"#VALUE!"}},{"$f":"IF($B1350>$F1350,0,IF($C1350>$G1350,0,ROUND((((($F1350-$B1350)/100)*IF('DBH-Upgrade'!$K$6='DBH-Upgrade'!$K$8,$CC1364,($BF1350/(($F1350-18)/100))))+((($B1350-18)/100)*$CB1364))*IF($E1350>50,IF($G1350=11,(1-(($E1350-50)*0.005)),IF($G1350=16,(1-(($E1350-50)*0.005)),IF($G1350=21,(1-(($E1350-50)*0.005)),1))),1)*$CD1364,0)))","v":{"$error":"#VALUE!"}},{"$f":"IF($B1350>$F1350,0,IF($C1350>$G1350,0,ROUND((((($F1350-$B1350)/100)*IF('DBH-Upgrade'!$K$6='DBH-Upgrade'!$K$8,$CC1364,($BF1350/(($F1350-18)/100))))+((($B1350-18)/100)*$CB1364))*IF($E1350>50,IF($G1350=11,(1-(($E1350-50)*0.005)),IF($G1350=16,(1-(($E1350-50)*0.005)),IF($G1350=21,(1-(($E1350-50)*0.005)),1))),1),0)))","v":{"$error":"#VALUE!"}},0.95,0.95,0.95,150,161,192,65,69,83,1.7433659900471764E-2,1.9611209590244368E-2,2.8228959829713119E-2,0.9,5.5,5.9,7.9,null,1442,null,0.8,null,null,0,13.2,15.1,21.85,null,1,1,1,150,161,192,null,0,0,0,1,0,0,0,0,"CF,F2","CF,F1",null,null,null,null,null,null,10]
["135901010",{"$f":"'DBH-Upgrade'!$K$8-$CL1358","v":70},10,1,35,90,10,11.5,0,26,30,42.4,{"$f":"BE1358*BG1358","v":727.2},{"$f":"IF($B1358>$F1358,0,IF($C1358>$G1358,0,ROUND((((($F1358-$B1358)/100)*IF('DBH-Upgrade'!$K$6='DBH-Upgrade'!$K$8,$BZ1372,($BE1358/(($F1358-18)/100))))+((($B1358-18)/100)*$CA1372))*$CE1372,0)))","v":1180},{"$f":"IF($B1358>$F1358,0,IF($C1358>$G1358,0,ROUND((((($F1358-$B1358)/100)*IF('DBH-Upgrade'!$K$6='DBH-Upgrade'!$K$8,$BZ1372,($BE1358/(($F1358-18)/100))))+((($B1358-18)/100)*$CA1372))*$CD1372,0)))","v":1269},{"$f":"IF($B1358>$F1358,0,IF($C1358>$G1358,0,ROUND(((($F1358-$B1358)/100)*IF('DBH-Upgrade'!$K$6='DBH-Upgrade'!$K$8,$BZ1372,($BE1358/(($F1358-18)/100))))+((($B1358-18)/100)*$CA1372),0)))","v":1546},1.5,1.08,1.08,1.08,727,{"$f":"IF($B1358>$F1358,0,IF($C1358>$G1358,0,ROUND(((($F1358-$B1358)/100)*(IF('DBH-Upgrade'!$K$6='DBH-Upgrade'!$K$8,$BZ1372,($BE1358/(($F1358-18)/100))))*$CH1372)+((($B1358-18)/100)*$CA1372*$CE1372*$CG1372),0)))","v":1233},{"$f":"IF($B1358>$F1358,0,IF($C1358>$G1358,0,ROUND(((($F1358-$B1358)/100)*(IF('DBH-Upgrade'!$K$6='DBH-Upgrade'!$K$8,$BZ1372,($BE1358/(($F1358-18)/100))))*$CH1372)+((($B1358-18)/100)*$CA1372*$CD1372*$CG1372),0)))","v":1310},{"$f":"IF($B1358>$F1358,0,IF($C1358>$G1358,0,ROUND(((($F1358-$B1358)/100)*(IF('DBH-Upgrade'!$K$6='DBH-Upgrade'!$K$8,$BZ1372,($BE1358/(($F1358-18)/100))))*$CH1372)+((($B1358-18)/100)*$CA1372*$CG1372),0)))","v":1546},63,106,113,133,2.2061517200412373E-2,5.961662337122392E-2,6.7383938000370402E-2,9.2091770553269614E-2,3.969E-4,1.7345999999999999,2,3.6734700000000002E-4,{"$f":"IF($B1358>$F1358,0,IF($C1358>$G1358,0,ROUND((((($F1358-$B1358)/100)*IF('DBH-Upgrade'!$K$6='DBH-Upgrade'!$K$8,$CC1372,($BF1358/(($F1358-18)/100))))+((($B1358-18)/100)*$CB1372))*IF($E1358>50,IF($G1358=11,(1-(($E1358-50)*0.005)),IF($G1358=16,(1-(($E1358-50)*0.005)),IF($G1358=21,(1-(($E1358-50)*0.005)),1))),1)*$CE1372,0)))","v":149},{"$f":"IF($B1358>$F1358,0,IF($C1358>$G1358,0,ROUND((((($F1358-$B1358)/100)*IF('DBH-Upgrade'!$K$6='DBH-Upgrade'!$K$8,$CC1372,($BF1358/(($F1358-18)/100))))+((($B1358-18)/100)*$CB1372))*IF($E1358>50,IF($G1358=11,(1-(($E1358-50)*0.005)),IF($G1358=16,(1-(($E1358-50)*0.005)),IF($G1358=21,(1-(($E1358-50)*0.005)),1))),1)*$CD1372,0)))","v":161},{"$f":"IF($B1358>$F1358,0,IF($C1358>$G1358,0,ROUND((((($F1358-$B1358)/100)*IF('DBH-Upgrade'!$K$6='DBH-Upgrade'!$K$8,$CC1372,($BF1358/(($F1358-18)/100))))+((($B1358-18)/100)*$CB1372))*IF($E1358>50,IF($G1358=11,(1-(($E1358-50)*0.005)),IF($G1358=16,(1-(($E1358-50)*0.005)),IF($G1358=21,(1-(($E1358-50)*0.005)),1))),1),0)))","v":195},0.98,0.98,0.98,140,150,183,60,65,79,2.0102335654311455E-2,2.3416134074948497E-2,3.3977805026496423E-2,0.6,5.5,5.9,7.9,null,808,null,0.9,null,null,0,13.2,15.1,21.85,null,1,1,1,140,150,183,null,0,0,0,1,{"$error":"#VALUE!"},3682,458,{"$error":"#VALUE!"},{"$f":"CW$74","v":0.8452517014716241},{"$f":"CX$74","v":0.78929861482598995},null,1,1,0.99999999999999978,0.99999999999999978,null,0]
["135901610",{"$f":"'DBH-Upgrade'!$K$8-$CL1361","v":70},10,1,35,90,16,16.5,0,26,30,42.4,975.12000000000012,{"$f":"IF($B1361>$F1361,0,IF($C1361>$G1361,0,ROUND((((($F1361-$B1361)/100)*IF('DBH-Upgrade'!$K$6='DBH-Upgrade'!$K$8,$BZ1375,($BE1361/(($F1361-18)/100))))+((($B1361-18)/100)*$CA1375))*$CE1375,0)))","v":{"$error":"#VALUE!"}},{"$f":"IF($B1361>$F1361,0,IF($C1361>$G1361,0,ROUND((((($F1361-$B1361)/100)*IF('DBH-Upgrade'!$K$6='DBH-Upgrade'!$K$8,$BZ1375,($BE1361/(($F1361-18)/100))))+((($B1361-18)/100)*$CA1375))*$CD1375,0)))","v":{"$error":"#VALUE!"}},{"$f":"IF($B1361>$F1361,0,IF($C1361>$G1361,0,ROUND(((($F1361-$B1361)/100)*IF('DBH-Upgrade'!$K$6='DBH-Upgrade'!$K$8,$BZ1375,($BE1361/(($F1361-18)/100))))+((($B1361-18)/100)*$CA1375),0)))","v":{"$error":"#VALUE!"}},1.5,1.1000000000000001,1.1000000000000001,1.1000000000000001,975,{"$f":"IF($B1361>$F1361,0,IF($C1361>$G1361,0,ROUND(((($F1361-$B1361)/100)*(IF('DBH-Upgrade'!$K$6='DBH-Upgrade'!$K$8,$BZ1375,($BE1361/(($F1361-18)/100))))*$CH1375)+((($B1361-18)/100)*$CA1375*$CE1375*$CG1375),0)))","v":{"$error":"#VALUE!"}},{"$f":"IF($B1361>$F1361,0,IF($C1361>$G1361,0,ROUND(((($F1361-$B1361)/100)*(IF('DBH-Upgrade'!$K$6='DBH-Upgrade'!$K$8,$BZ1375,($BE1361/(($F1361-18)/100))))*$CH1375)+((($B1361-18)/100)*$CA1375*$CD1375*$CG1375),0)))","v":{"$error":"#VALUE!"}},{"$f":"IF($B1361>$F1361,0,IF($C1361>$G1361,0,ROUND(((($F1361-$B1361)/100)*(IF('DBH-Upgrade'!$K$6='DBH-Upgrade'!$K$8,$BZ1375,($BE1361/(($F1361-18)/100))))*$CH1375)+((($B1361-18)/100)*$CA1375*$CG1375),0)))","v":{"$error":"#VALUE!"}},84,{"$error":"#VALUE!"},{"$error":"#VALUE!"},{"$error":"#VALUE!"},0.10913213806574071,{"$error":"#VALUE!"},{"$error":"#VALUE!"},{"$error":"#VALUE!"},2.0829999999999999E-4,1.724,4,1.392796E-3,{"$f":"IF($B1361>$F1361,0,IF($C1361>$G1361,0,ROUND((((($F1361-$B1361)/100)*IF('DBH-Upgrade'!$K$6='DBH-Upgrade'!$K$8,$CC1375,($BF1361/(($F1361-18)/100))))+((($B1361-18)/100)*$CB1375))*IF($E1361>50,IF($G1361=11,(1-(($E1361-50)*0.005)),IF($G1361=16,(1-(($E1361-50)*0.005)),IF($G1361=21,(1-(($E1361-50)*0.005)),1))),1)*$CE1375,0)))","v":{"$error":"#VALUE!"}},{"$f":"IF($B1361>$F1361,0,IF($C1361>$G1361,0,ROUND((((($F1361-$B1361)/100)*IF('DBH-Upgrade'!$K$6='DBH-Upgrade'!$K$8,$CC1375,($BF1361/(($F1361-18)/100))))+((($B1361-18)/100)*$CB1375))*IF($E1361>50,IF($G1361=11,(1-(($E1361-50)*0.005)),IF($G1361=16,(1-(($E1361-50)*0.005)),IF($G1361=21,(1-(($E1361-50)*0.005)),1))),1)*$CD1375,0)))","v":{"$error":"#VALUE!"}},{"$f":"IF($B1361>$F1361,0,IF($C1361>$G1361,0,ROUND((((($F1361-$B1361)/100)*IF('DBH-Upgrade'!$K$6='DBH-Upgrade'!$K$8,$CC1375,($BF1361/(($F1361-18)/100))))+((($B1361-18)/100)*$CB1375))*IF($E1361>50,IF($G1361=11,(1-(($E1361-50)*0.005)),IF($G1361=16,(1-(($E1361-50)*0.005)),IF($G1361=21,(1-(($E1361-50)*0.005)),1))),1),0)))","v":{"$error":"#VALUE!"}},0.95,0.95,0.95,297,318,434,128,137,187,0.25013674069294162,0.28598472026429389,0.52825682031140642,1.8,5.5,5.9,7.9,null,1434,null,0.68,null,null,0,13.2,15.1,21.85,null,1,1,1,297,318,434,null,0,0,0,1,2263,3445,577,50,{"$f":"CQ$75","v":0.83640285665941616},{"$f":"CR$75","v":0.77994091438995627},null,1,1,0.99999999999999978,0.99999999999999978,null,0]
["1351101010",{"$f":"'DBH-Upgrade'!$K$8-$CL1370","v":70},10,1,35,110,10,11.5,0,26,30,43.5,889.2,{"$f":"IF($B1370>$F1370,0,IF($C1370>$G1370,0,ROUND((((($F1370-$B1370)/100)*IF('DBH-Upgrade'!$K$6='DBH-Upgrade'!$K$8,$BZ1384,($BE1370/(($F1370-18)/100))))+((($B1370-18)/100)*$CA1384))*$CE1384,0)))","v":1339},{"$f":"IF($B1370>$F1370,0,IF($C1370>$G1370,0,ROUND((((($F1370-$B1370)/100)*IF('DBH-Upgrade'!$K$6='DBH-Upgrade'!$K$8,$BZ1384,($BE1370/(($F1370-18)/100))))+((($B1370-18)/100)*$CA1384))*$CD1384,0)))","v":1443},{"$f":"IF($B1370>$F1370,0,IF($C1370>$G1370,0,ROUND(((($F1370-$B1370)/100)*IF('DBH-Upgrade'!$K$6='DBH-Upgrade'!$K$8,$BZ1384,($BE1370/(($F1370-18)/100))))+((($B1370-18)/100)*$CA1384),0)))","v":1771},1.5,1.08,1.08,1.08,889,{"$f":"IF($B1370>$F1370,0,IF($C1370>$G1370,0,ROUND(((($F1370-$B1370)/100)*(IF('DBH-Upgrade'!$K$6='DBH-Upgrade'!$K$8,$BZ1384,($BE1370/(($F1370-18)/100))))*$CH1384)+((($B1370-18)/100)*$CA1384*$CE1384*$CG1384),0)))","v":1449},{"$f":"IF($B1370>$F1370,0,IF($C1370>$G1370,0,ROUND(((($F1370-$B1370)/100)*(IF('DBH-Upgrade'!$K$6='DBH-Upgrade'!$K$8,$BZ1384,($BE1370/(($F1370-18)/100))))*$CH1384)+((($B1370-18)/100)*$CA1384*$CD1384*$CG1384),0)))","v":1526},{"$f":"IF($B1370>$F1370,0,IF($C1370>$G1370,0,ROUND(((($F1370-$B1370)/100)*(IF('DBH-Upgrade'!$K$6='DBH-Upgrade'!$K$8,$BZ1384,($BE1370/(($F1370-18)/100))))*$CH1384)+((($B1370-18)/100)*$CA1384*$CG1384),0)))","v":1771},76,125,131,152,3.4403484208875526E-2,8.8512297921148453E-2,9.6775243180378001E-2,0.12846635666491932,3.969E-4,1.7345999999999999,2,3.6734700000000002E-4,{"$f":"IF($B1370>$F1370,0,IF($C1370>$G1370,0,ROUND((((($F1370-$B1370)/100)*IF('DBH-Upgrade'!$K$6='DBH-Upgrade'!$K$8,$CC1384,($BF1370/(($F1370-18)/100))))+((($B1370-18)/100)*$CB1384))*IF($E1370>50,IF($G1370=11,(1-(($E1370-50)*0.005)),IF($G1370=16,(1-(($E1370-50)*0.005)),IF($G1370=21,(1-(($E1370-50)*0.005)),1))),1)*$CE1384,0)))","v":157},{"$f":"IF($B1370>$F1370,0,IF($C1370>$G1370,0,ROUND((((($F1370-$B1370)/100)*IF('DBH-Upgrade'!$K$6='DBH-Upgrade'!$K$8,$CC1384,($BF1370/(($F1370-18)/100))))+((($B1370-18)/100)*$CB1384))*IF($E1370>50,IF($G1370=11,(1-(($E1370-50)*0.005)),IF($G1370=16,(1-(($E1370-50)*0.005)),IF($G1370=21,(1-(($E1370-50)*0.005)),1))),1)*$CD1384,0)))","v":169},{"$f":"IF($B1370>$F1370,0,IF($C1370>$G1370,0,ROUND((((($F1370-$B1370)/100)*IF('DBH-Upgrade'!$K$6='DBH-Upgrade'!$K$8,$CC1384,($BF1370/(($F1370-18)/100))))+((($B1370-18)/100)*$CB1384))*IF($E1370>50,IF($G1370=11,(1-(($E1370-50)*0.005)),IF($G1370=16,(1-(($E1370-50)*0.005)),IF($G1370=21,(1-(($E1370-50)*0.005)),1))),1),0)))","v":208},0.98,0.98,0.98,138,149,183,59,64,79,2.1303932113006917E-2,2.4847311266396943E-2,3.7022831820648916E-2,0.7,5.5,5.9,7.9,null,988,null,0.9,null,null,0,13.2,15.1,21.85,null,1,1,1,138,149,183,null,0,0,0,1,{"$error":"#VALUE!"},3682,458,{"$error":"#VALUE!"},0.82845886137907021,0.77133936020072458,null,1,1,0.99999999999999978,0.99999999999999978,null,0]
["1351201510",{"$f":"'DBH-Upgrade'!$K$8-$CL1378","v":70},10,1,35,120,15,16.5,0,26,30,44,1411.2,{"$f":"IF($B1378>$F1378,0,IF($C1378>$G1378,0,ROUND((((($F1378-$B1378)/100)*IF('DBH-Upgrade'!$K$6='DBH-Upgrade'!$K$8,$BZ1392,($BE1378/(($F1378-18)/100))))+((($B1378-18)/100)*$CA1392))*$CE1392,0)))","v":{"$error":"#VALUE!"}},{"$f":"IF($B1378>$F1378,0,IF($C1378>$G1378,0,ROUND((((($F1378-$B1378)/100)*IF('DBH-Upgrade'!$K$6='DBH-Upgrade'!$K$8,$BZ1392,($BE1378/(($F1378-18)/100))))+((($B1378-18)/100)*$CA1392))*$CD1392,0)))","v":{"$error":"#VALUE!"}},{"$f":"IF($B1378>$F1378,0,IF($C1378>$G1378,0,ROUND(((($F1378-$B1378)/100)*IF('DBH-Upgrade'!$K$6='DBH-Upgrade'!$K$8,$BZ1392,($BE1378/(($F1378-18)/100))))+((($B1378-18)/100)*$CA1392),0)))","v":{"$error":"#VALUE!"}},1.5,1.08,1.08,1.08,1411,{"$f":"IF($B1378>$F1378,0,IF($C1378>$G1378,0,ROUND(((($F1378-$B1378)/100)*(IF('DBH-Upgrade'!$K$6='DBH-Upgrade'!$K$8,$BZ1392,($BE1378/(($F1378-18)/100))))*$CH1392)+((($B1378-18)/100)*$CA1392*$CE1392*$CG1392),0)))","v":{"$error":"#VALUE!"}},{"$f":"IF($B1378>$F1378,0,IF($C1378>$G1378,0,ROUND(((($F1378-$B1378)/100)*(IF('DBH-Upgrade'!$K$6='DBH-Upgrade'!$K$8,$BZ1392,($BE1378/(($F1378-18)/100))))*$CH1392)+((($B1378-18)/100)*$CA1392*$CD1392*$CG1392),0)))","v":{"$error":"#VALUE!"}},{"$f":"IF($B1378>$F1378,0,IF($C1378>$G1378,0,ROUND(((($F1378-$B1378)/100)*(IF('DBH-Upgrade'!$K$6='DBH-Upgrade'!$K$8,$BZ1392,($BE1378/(($F1378-18)/100))))*$CH1392)+((($B1378-18)/100)*$CA1392*$CG1392),0)))","v":{"$error":"#VALUE!"}},121,{"$error":"#VALUE!"},{"$error":"#VALUE!"},{"$error":"#VALUE!"},8.3064905574852424E-2,{"$error":"#VALUE!"},{"$error":"#VALUE!"},{"$error":"#VALUE!"},2.0829999999999999E-4,1.724,2,4.6182900000000003E-4,{"$f":"IF($B1378>$F1378,0,IF($C1378>$G1378,0,ROUND((((($F1378-$B1378)/100)*IF('DBH-Upgrade'!$K$6='DBH-Upgrade'!$K$8,$CC1392,($BF1378/(($F1378-18)/100))))+((($B1378-18)/100)*$CB1392))*IF($E1378>50,IF($G1378=11,(1-(($E1378-50)*0.005)),IF($G1378=16,(1-(($E1378-50)*0.005)),IF($G1378=21,(1-(($E1378-50)*0.005)),1))),1)*$CE1392,0)))","v":{"$error":"#VALUE!"}},{"$f":"IF($B1378>$F1378,0,IF($C1378>$G1378,0,ROUND((((($F1378-$B1378)/100)*IF('DBH-Upgrade'!$K$6='DBH-Upgrade'!$K$8,$CC1392,($BF1378/(($F1378-18)/100))))+((($B1378-18)/100)*$CB1392))*IF($E1378>50,IF($G1378=11,(1-(($E1378-50)*0.005)),IF($G1378=16,(1-(($E1378-50)*0.005)),IF($G1378=21,(1-(($E1378-50)*0.005)),1))),1)*$CD1392,0)))","v":{"$error":"#VALUE!"}},{"$f":"IF($B1378>$F1378,0,IF($C1378>$G1378,0,ROUND((((($F1378-$B1378)/100)*IF('DBH-Upgrade'!$K$6='DBH-Upgrade'!$K$8,$CC1392,($BF1378/(($F1378-18)/100))))+((($B1378-18)/100)*$CB1392))*IF($E1378>50,IF($G1378=11,(1-(($E1378-50)*0.005)),IF($G1378=16,(1-(($E1378-50)*0.005)),IF($G1378=21,(1-(($E1378-50)*0.005)),1))),1),0)))","v":{"$error":"#VALUE!"}},1.01,1.01,1.01,177,190,264,76,82,114,3.3677582059033206E-2,3.9022931002805031E-2,7.397940037658042E-2,1.2,5.5,5.9,7.9,null,1764,null,0.8,null,null,0,13.2,15.1,21.85,null,1,1,1,177,190,264,null,0,0,0,1,1127,2539,352,62,0.81466996609637188,0.75619868948084668,null,1,1,0.99999999999999978,0.99999999999999978,null,0]
["1351202010",{"$f":"'DBH-Upgrade'!$K$8-$CL1380","v":70},10,1,35,120,20,21.5,0,26,30,44,1977.6000000000001,{"$f":"IF($B1380>$F1380,0,IF($C1380>$G1380,0,ROUND((((($F1380-$B1380)/100)*IF('DBH-Upgrade'!$K$6='DBH-Upgrade'!$K$8,$BZ1394,($BE1380/(($F1380-18)/100))))+((($B1380-18)/100)*$CA1394))*$CE1394,0)))","v":{"$error":"#VALUE!"}},{"$f":"IF($B1380>$F1380,0,IF($C1380>$G1380,0,ROUND((((($F1380-$B1380)/100)*IF('DBH-Upgrade'!$K$6='DBH-Upgrade'!$K$8,$BZ1394,($BE1380/(($F1380-18)/100))))+((($B1380-18)/100)*$CA1394))*$CD1394,0)))","v":{"$error":"#VALUE!"}},{"$f":"IF($B1380>$F1380,0,IF($C1380>$G1380,0,ROUND(((($F1380-$B1380)/100)*IF('DBH-Upgrade'!$K$6='DBH-Upgrade'!$K$8,$BZ1394,($BE1380/(($F1380-18)/100))))+((($B1380-18)/100)*$CA1394),0)))","v":{"$error":"#VALUE!"}},1.5,1.08,1.08,1.08,1978,{"$f":"IF($B1380>$F1380,0,IF($C1380>$G1380,0,ROUND(((($F1380-$B1380)/100)*(IF('DBH-Upgrade'!$K$6='DBH-Upgrade'!$K$8,$BZ1394,($BE1380/(($F1380-18)/100))))*$CH1394)+((($B1380-18)/100)*$CA1394*$CE1394*$CG1394),0)))","v":{"$error":"#VALUE!"}},{"$f":"IF($B1380>$F1380,0,IF($C1380>$G1380,0,ROUND(((($F1380-$B1380)/100)*(IF('DBH-Upgrade'!$K$6='DBH-Upgrade'!$K$8,$BZ1394,($BE1380/(($F1380-18)/100))))*$CH1394)+((($B1380-18)/100)*$CA1394*$CD1394*$CG1394),0)))","v":{"$error":"#VALUE!"}},{"$f":"IF($B1380>$F1380,0,IF($C1380>$G1380,0,ROUND(((($F1380-$B1380)/100)*(IF('DBH-Upgrade'!$K$6='DBH-Upgrade'!$K$8,$BZ1394,($BE1380/(($F1380-18)/100))))*$CH1394)+((($B1380-18)/100)*$CA1394*$CG1394),0)))","v":{"$error":"#VALUE!"}},170,{"$error":"#VALUE!"},{"$error":"#VALUE!"},{"$error":"#VALUE!"},0.12496080001140246,{"$error":"#VALUE!"},{"$error":"#VALUE!"},{"$error":"#VALUE!"},1.2760000000000001E-4,1.7219,2,3.76611E-4,{"$f":"IF($B1380>$F1380,0,IF($C1380>$G1380,0,ROUND((((($F1380-$B1380)/100)*IF('DBH-Upgrade'!$K$6='DBH-Upgrade'!$K$8,$CC1394,($BF1380/(($F1380-18)/100))))+((($B1380-18)/100)*$CB1394))*IF($E1380>50,IF($G1380=11,(1-(($E1380-50)*0.005)),IF($G1380=16,(1-(($E1380-50)*0.005)),IF($G1380=21,(1-(($E1380-50)*0.005)),1))),1)*$CE1394,0)))","v":{"$error":"#VALUE!"}},{"$f":"IF($B1380>$F1380,0,IF($C1380>$G1380,0,ROUND((((($F1380-$B1380)/100)*IF('DBH-Upgrade'!$K$6='DBH-Upgrade'!$K$8,$CC1394,($BF1380/(($F1380-18)/100))))+((($B1380-18)/100)*$CB1394))*IF($E1380>50,IF($G1380=11,(1-(($E1380-50)*0.005)),IF($G1380=16,(1-(($E1380-50)*0.005)),IF($G1380=21,(1-(($E1380-50)*0.005)),1))),1)*$CD1394,0)))","v":{"$error":"#VALUE!"}},{"$f":"IF($B1380>$F1380,0,IF($C1380>$G1380,0,ROUND((((($F1380-$B1380)/100)*IF('DBH-Upgrade'!$K$6='DBH-Upgrade'!$K$8,$CC1394,($BF1380/(($F1380-18)/100))))+((($B1380-18)/100)*$CB1394))*IF($E1380>50,IF($G1380=11,(1-(($E1380-50)*0.005)),IF($G1380=16,(1-(($E1380-50)*0.005)),IF($G1380=21,(1-(($E1380-50)*0.005)),1))),1),0)))","v":{"$error":"#VALUE!"}},0.95,0.95,0.95,177,191,238,76,82,102,2.5892489875206096E-2,3.0030805657409735E-2,4.5991360103103777E-2,1.6,5.5,5.9,7.9,null,2472,null,0.8,null,null,0,13.2,15.1,21.85,null,1,1,1,177,191,238,null,0,0,0,1,{"$error":"#VALUE!"},3301,508,{"$error":"#VALUE!"},0.72541359909535208,0.67746340042029107,null,1,1,0.99999999999999978,0.99999999999999978,null,0]
["1351601510",{"$f":"'DBH-Upgrade'!$K$8-$CL1390","v":70},10,1,35,160,15,16.5,0,26,30,45.5,1881.6000000000001,{"$f":"IF($B1390>$F1390,0,IF($C1390>$G1390,0,ROUND((((($F1390-$B1390)/100)*IF('DBH-Upgrade'!$K$6='DBH-Upgrade'!$K$8,$BZ1404,($BE1390/(($F1390-18)/100))))+((($B1390-18)/100)*$CA1404))*$CE1404,0)))","v":{"$error":"#VALUE!"}},{"$f":"IF($B1390>$F1390,0,IF($C1390>$G1390,0,ROUND((((($F1390-$B1390)/100)*IF('DBH-Upgrade'!$K$6='DBH-Upgrade'!$K$8,$BZ1404,($BE1390/(($F1390-18)/100))))+((($B1390-18)/100)*$CA1404))*$CD1404,0)))","v":{"$error":"#VALUE!"}},{"$f":"IF($B1390>$F1390,0,IF($C1390>$G1390,0,ROUND(((($F1390-$B1390)/100)*IF('DBH-Upgrade'!$K$6='DBH-Upgrade'!$K$8,$BZ1404,($BE1390/(($F1390-18)/100))))+((($B1390-18)/100)*$CA1404),0)))","v":{"$error":"#VALUE!"}},1.5,1.08,1.08,1.08,1882,{"$f":"IF($B1390>$F1390,0,IF($C1390>$G1390,0,ROUND(((($F1390-$B1390)/100)*(IF('DBH-Upgrade'!$K$6='DBH-Upgrade'!$K$8,$BZ1404,($BE1390/(($F1390-18)/100))))*$CH1404)+((($B1390-18)/100)*$CA1404*$CE1404*$CG1404),0)))","v":{"$error":"#VALUE!"}},{"$f":"IF($B1390>$F1390,0,IF($C1390>$G1390,0,ROUND(((($F1390-$B1390)/100)*(IF('DBH-Upgrade'!$K$6='DBH-Upgrade'!$K$8,$BZ1404,($BE1390/(($F1390-18)/100))))*$CH1404)+((($B1390-18)/100)*$CA1404*$CD1404*$CG1404),0)))","v":{"$error":"#VALUE!"}},{"$f":"IF($B1390>$F1390,0,IF($C1390>$G1390,0,ROUND(((($F1390-$B1390)/100)*(IF('DBH-Upgrade'!$K$6='DBH-Upgrade'!$K$8,$BZ1404,($BE1390/(($F1390-18)/100))))*$CH1404)+((($B1390-18)/100)*$CA1404*$CG1404),0)))","v":{"$error":"#VALUE!"}},162,{"$error":"#VALUE!"},{"$error":"#VALUE!"},{"$error":"#VALUE!"},0.15708821792078634,{"$error":"#VALUE!"},{"$error":"#VALUE!"},{"$error":"#VALUE!"},2.0829999999999999E-4,1.724,2,4.6182900000000003E-4,{"$f":"IF($B1390>$F1390,0,IF($C1390>$G1390,0,ROUND((((($F1390-$B1390)/100)*IF('DBH-Upgrade'!$K$6='DBH-Upgrade'!$K$8,$CC1404,($BF1390/(($F1390-18)/100))))+((($B1390-18)/100)*$CB1404))*IF($E1390>50,IF($G1390=11,(1-(($E1390-50)*0.005)),IF($G1390=16,(1-(($E1390-50)*0.005)),IF($G1390=21,(1-(($E1390-50)*0.005)),1))),1)*$CE1404,0)))","v":{"$error":"#VALUE!"}},{"$f":"IF($B1390>$F1390,0,IF($C1390>$G1390,0,ROUND((((($F1390-$B1390)/100)*IF('DBH-Upgrade'!$K$6='DBH-Upgrade'!$K$8,$CC1404,($BF1390/(($F1390-18)/100))))+((($B1390-18)/100)*$CB1404))*IF($E1390>50,IF($G1390=11,(1-(($E1390-50)*0.005)),IF($G1390=16,(1-(($E1390-50)*0.005)),IF($G1390=21,(1-(($E1390-50)*0.005)),1))),1)*$CD1404,0)))","v":{"$error":"#VALUE!"}},{"$f":"IF($B1390>$F1390,0,IF($C1390>$G1390,0,ROUND((((($F1390-$B1390)/100)*IF('DBH-Upgrade'!$K$6='DBH-Upgrade'!$K$8,$CC1404,($BF1390/(($F1390-18)/100))))+((($B1390-18)/100)*$CB1404))*IF($E1390>50,IF($G1390=11,(1-(($E1390-50)*0.005)),IF($G1390=16,(1-(($E1390-50)*0.005)),IF($G1390=21,(1-(($E1390-50)*0.005)),1))),1),0)))","v":{"$error":"#VALUE!"}},1.01,1.01,1.01,174,185,264,75,80,114,3.5614081409398667E-2,4.031690782783233E-2,7.9722010025588153E-2,1.6,5.5,5.9,7.9,null,2352,null,0.8,null,null,0,13.2,15.1,21.85,null,1,1,1,174,185,264,null,0,0,0,1,1127,2539,352,62,0.80301038786259926,0.74330306539663082,null,1,1,0.99999999999999978,0.99999999999999978,null,0]
["1351802010",{"$f":"'DBH-Upgrade'!$K$8-$CL1398","v":50},10,1,35,180,20,21.5,0,26,30,46,2966.4,{"$f":"IF($B1398>$F1398,0,IF($C1398>$G1398,0,ROUND((((($F1398-$B1398)/100)*IF('DBH-Upgrade'!$K$6='DBH-Upgrade'!$K$8,$BZ1412,($BE1398/(($F1398-18)/100))))+((($B1398-18)/100)*$CA1412))*$CE1412,0)))","v":{"$error":"#VALUE!"}},{"$f":"IF($B1398>$F1398,0,IF($C1398>$G1398,0,ROUND((((($F1398-$B1398)/100)*IF('DBH-Upgrade'!$K$6='DBH-Upgrade'!$K$8,$BZ1412,($BE1398/(($F1398-18)/100))))+((($B1398-18)/100)*$CA1412))*$CD1412,0)))","v":{"$error":"#VALUE!"}},{"$f":"IF($B1398>$F1398,0,IF($C1398>$G1398,0,ROUND(((($F1398-$B1398)/100)*IF('DBH-Upgrade'!$K$6='DBH-Upgrade'!$K$8,$BZ1412,($BE1398/(($F1398-18)/100))))+((($B1398-18)/100)*$CA1412),0)))","v":{"$error":"#VALUE!"}},1.5,1.08,1.08,1.08,2966,{"$f":"IF($B1398>$F1398,0,IF($C1398>$G1398,0,ROUND(((($F1398-$B1398)/100)*(IF('DBH-Upgrade'!$K$6='DBH-Upgrade'!$K$8,$BZ1412,($BE1398/(($F1398-18)/100))))*$CH1412)+((($B1398-18)/100)*$CA1412*$CE1412*$CG1412),0)))","v":{"$error":"#VALUE!"}},{"$f":"IF($B1398>$F1398,0,IF($C1398>$G1398,0,ROUND(((($F1398-$B1398)/100)*(IF('DBH-Upgrade'!$K$6='DBH-Upgrade'!$K$8,$BZ1412,($BE1398/(($F1398-18)/100))))*$CH1412)+((($B1398-18)/100)*$CA1412*$CD1412*$CG1412),0)))","v":{"$error":"#VALUE!"}},{"$f":"IF($B1398>$F1398,0,IF($C1398>$G1398,0,ROUND(((($F1398-$B1398)/100)*(IF('DBH-Upgrade'!$K$6='DBH-Upgrade'!$K$8,$BZ1412,($BE1398/(($F1398-18)/100))))*$CH1412)+((($B1398-18)/100)*$CA1412*$CG1412),0)))","v":{"$error":"#VALUE!"}},255,{"$error":"#VALUE!"},{"$error":"#VALUE!"},{"$error":"#VALUE!"},0.29766861104874781,{"$error":"#VALUE!"},{"$error":"#VALUE!"},{"$error":"#VALUE!"},1.2760000000000001E-4,1.7219,2,3.76611E-4,{"$f":"IF($B1398>$F1398,0,IF($C1398>$G1398,0,ROUND((((($F1398-$B1398)/100)*IF('DBH-Upgrade'!$K$6='DBH-Upgrade'!$K$8,$CC1412,($BF1398/(($F1398-18)/100))))+((($B1398-18)/100)*$CB1412))*IF($E1398>50,IF($G1398=11,(1-(($E1398-50)*0.005)),IF($G1398=16,(1-(($E1398-50)*0.005)),IF($G1398=21,(1-(($E1398-50)*0.005)),1))),1)*$CE1412,0)))","v":{"$error":"#VALUE!"}},{"$f":"IF($B1398>$F1398,0,IF($C1398>$G1398,0,ROUND((((($F1398-$B1398)/100)*IF('DBH-Upgrade'!$K$6='DBH-Upgrade'!$K$8,$CC1412,($BF1398/(($F1398-18)/100))))+((($B1398-18)/100)*$CB1412))*IF($E1398>50,IF($G1398=11,(1-(($E1398-50)*0.005)),IF($G1398=16,(1-(($E1398-50)*0.005)),IF($G1398=21,(1-(($E1398-50)*0.005)),1))),1)*$CD1412,0)))","v":{"$error":"#VALUE!"}},{"$f":"IF($B1398>$F1398,0,IF($C1398>$G1398,0,ROUND((((($F1398-$B1398)/100)*IF('DBH-Upgrade'!$K$6='DBH-Upgrade'!$K$8,$CC1412,($BF1398/(($F1398-18)/100))))+((($B1398-18)/100)*$CB1412))*IF($E1398>50,IF($G1398=11,(1-(($E1398-50)*0.005)),IF($G1398=16,(1-(($E1398-50)*0.005)),IF($G1398=21,(1-(($E1398-50)*0.005)),1))),1),0)))","v":{"$error":"#VALUE!"}},0.95,0.95,0.95,106,115,147,46,49,63,1.0831535315628107E-2,1.2230695523556037E-2,1.9842134346946507E-2,2.4,5.5,5.9,7.9,null,3708,null,0.8,null,null,0,13.2,15.1,21.85,null,1,1,1,106,115,147,null,0,0,0,1,{"$error":"#VALUE!"},3301,508,{"$error":"#VALUE!"},0.7127093372490777,0.66550507053605756,null,1,1,0.99999999999999978,0.99999999999999978,null,20]
[{"$f":"CONCATENATE(D1403,E1403,F1403,G1403,C1403)","v":"1352001610"},{"$f":"'DBH-Upgrade'!$K$8-$CL1403","v":70},10,1,35,200,16,{"$f":"IF(G1403=10,11.5,IF(G1403=11,11.5,IF(G1403=15,16.5,IF(G1403=16,16.5,IF(G1403=20,21.5,IF(G1403=21,21.5,))))))","v":16.5},0,26,30,46.5,2166.48,{"$f":"IF($B1403>$F1403,0,IF($C1403>$G1403,0,ROUND((((($F1403-$B1403)/100)*IF('DBH-Upgrade'!$K$6='DBH-Upgrade'!$K$8,$BZ1417,($BE1403/(($F1403-18)/100))))+((($B1403-18)/100)*$CA1417))*$CE1417,0)))","v":{"$error":"#VALUE!"}},{"$f":"IF($B1403>$F1403,0,IF($C1403>$G1403,0,ROUND((((($F1403-$B1403)/100)*IF('DBH-Upgrade'!$K$6='DBH-Upgrade'!$K$8,$BZ1417,($BE1403/(($F1403-18)/100))))+((($B1403-18)/100)*$CA1417))*$CD1417,0)))","v":{"$error":"#VALUE!"}},{"$f":"IF($B1403>$F1403,0,IF($C1403>$G1403,0,ROUND(((($F1403-$B1403)/100)*IF('DBH-Upgrade'!$K$6='DBH-Upgrade'!$K$8,$BZ1417,($BE1403/(($F1403-18)/100))))+((($B1403-18)/100)*$CA1417),0)))","v":{"$error":"#VALUE!"}},{"$f":"IF(B1403=0,IF(E1403=35,IF(G1403=10,1.399,IF(G1403=11,1.44,IF(G1403=15,1.39,IF(G1403=16,1.458,IF(G1403=20,1.39,IF(G1403=21,1.472,1)))))),IF(E1403=50,IF(G1403=10,1.385,IF(G1403=11,1.438,IF(G1403=15,1.373,IF(G1403=16,1.464,IF(G1403=20,1.373,IF(G1403=21,1.485,1)))))),IF(E1403=65,IF(G1403=10,1.371,IF(G1403=11,1.437,IF(G1403=15,1.355,IF(G1403=16,1.47,IF(G1403=20,1.355,IF(G1403=21,1.497,1)))))),IF(E1403=95,IF(G1403=10,1.343,IF(G1403=11,1.434,IF(G1403=15,1.32,IF(G1403=16,1.482,IF(G1403=20,1.32,IF(G1403=21,1.522,1)))))),\"ERROR\")))),1.5)","v":1.5},1.1000000000000001,1.1000000000000001,1.1000000000000001,2166,{"$f":"IF($B1403>$F1403,0,IF($C1403>$G1403,0,ROUND(((($F1403-$B1403)/100)*(IF('DBH-Upgrade'!$K$6='DBH-Upgrade'!$K$8,$BZ1417,($BE1403/(($F1403-18)/100))))*$CH1417)+((($B1403-18)/100)*$CA1417*$CE1417*$CG1417),0)))","v":{"$error":"#VALUE!"}},{"$f":"IF($B1403>$F1403,0,IF($C1403>$G1403,0,ROUND(((($F1403-$B1403)/100)*(IF('DBH-Upgrade'!$K$6='DBH-Upgrade'!$K$8,$BZ1417,($BE1403/(($F1403-18)/100))))*$CH1417)+((($B1403-18)/100)*$CA1417*$CD1417*$CG1417),0)))","v":{"$error":"#VALUE!"}},{"$f":"IF($B1403>$F1403,0,IF($C1403>$G1403,0,ROUND(((($F1403-$B1403)/100)*(IF('DBH-Upgrade'!$K$6='DBH-Upgrade'!$K$8,$BZ1417,($BE1403/(($F1403-18)/100))))*$CH1417)+((($B1403-18)/100)*$CA1417*$CG1417),0)))","v":{"$error":"#VALUE!"}},186,{"$error":"#VALUE!"},{"$error":"#VALUE!"},{"$error":"#VALUE!"},0.59614957121704493,{"$error":"#VALUE!"},{"$error":"#VALUE!"},{"$error":"#VALUE!"},2.0829999999999999E-4,1.724,4,1.392796E-3,{"$f":"IF($B1403>$F1403,0,IF($C1403>$G1403,0,ROUND((((($F1403-$B1403)/100)*IF('DBH-Upgrade'!$K$6='DBH-Upgrade'!$K$8,$CC1417,($BF1403/(($F1403-18)/100))))+((($B1403-18)/100)*$CB1417))*IF($E1403>50,IF($G1403=11,(1-(($E1403-50)*0.005)),IF($G1403=16,(1-(($E1403-50)*0.005)),IF($G1403=21,(1-(($E1403-50)*0.005)),1))),1)*$CE1417,0)))","v":{"$error":"#VALUE!"}},{"$f":"IF($B1403>$F1403,0,IF($C1403>$G1403,0,ROUND((((($F1403-$B1403)/100)*IF('DBH-Upgrade'!$K$6='DBH-Upgrade'!$K$8,$CC1417,($BF1403/(($F1403-18)/100))))+((($B1403-18)/100)*$CB1417))*IF($E1403>50,IF($G1403=11,(1-(($E1403-50)*0.005)),IF($G1403=16,(1-(($E1403-50)*0.005)),IF($G1403=21,(1-(($E1403-50)*0.005)),1))),1)*$CD1417,0)))","v":{"$error":"#VALUE!"}},{"$f":"IF($B1403>$F1403,0,IF($C1403>$G1403,0,ROUND((((($F1403-$B1403)/100)*IF('DBH-Upgrade'!$K$6='DBH-Upgrade'!$K$8,$CC1417,($BF1403/(($F1403-18)/100))))+((($B1403-18)/100)*$CB1417))*IF($E1403>50,IF($G1403=11,(1-(($E1403-50)*0.005)),IF($G1403=16,(1-(($E1403-50)*0.005)),IF($G1403=21,(1-(($E1403-50)*0.005)),1))),1),0)))","v":{"$error":"#VALUE!"}},0.95,0.95,0.95,285,301,434,123,129,187,0.26725226571780064,0.29308894518268069,0.60239176225562219,4,5.5,5.9,7.9,null,3186,null,0.68,null,null,0,13.2,15.1,21.85,null,1,1,1,285,301,434,null,0,0,0,1,2263,3445,577,50,0.78402243332267385,0.72223627558039949,null,1,1,0.99999999999999978,0.99999999999999978,null,{"$f":"IF($G1403=10,IF($F1403=280,20,IF($F1403=300,40,0)),IF($G1403=11,IF($F1403=280,20,IF($F1403=300,40,0)),IF($G1403=15,IF($F1403=70,10,IF($F1403=110,10,IF($F1403=180,20,IF($F1403=260,20,IF($F1403=300,20,0))))),IF($G1403=16,IF($F1403=70,10,IF($F1403=110,10,IF($F1403=180,20,IF($F1403=260,20,IF($F1403=300,20,0))))),IF($G1403=20,IF($F1403=70,10,IF($F1403=110,10,IF($F1403=180,20,IF($F1403=260,20,IF($F1403=300,20,0))))),IF($G1403=21,IF($F1403=70,10,IF($F1403=110,10,IF($F1403=180,20,IF($F1403=260,20,IF($F1403=300,20,0))))),\"Error\"))))))","v":0}]
["1352202110",{"$f":"'DBH-Upgrade'!$K$8-$CL1411","v":70},10,1,35,220,21,21.5,0,26,30,46.9,3470.9101449275363,{"$f":"IF($B1411>$F1411,0,IF($C1411>$G1411,0,ROUND((((($F1411-$B1411)/100)*IF('DBH-Upgrade'!$K$6='DBH-Upgrade'!$K$8,$BZ1425,($BE1411/(($F1411-18)/100))))+((($B1411-18)/100)*$CA1425))*$CE1425,0)))","v":{"$error":"#VALUE!"}},{"$f":"IF($B1411>$F1411,0,IF($C1411>$G1411,0,ROUND((((($F1411-$B1411)/100)*IF('DBH-Upgrade'!$K$6='DBH-Upgrade'!$K$8,$BZ1425,($BE1411/(($F1411-18)/100))))+((($B1411-18)/100)*$CA1425))*$CD1425,0)))","v":{"$error":"#VALUE!"}},{"$f":"IF($B1411>$F1411,0,IF($C1411>$G1411,0,ROUND(((($F1411-$B1411)/100)*IF('DBH-Upgrade'!$K$6='DBH-Upgrade'!$K$8,$BZ1425,($BE1411/(($F1411-18)/100))))+((($B1411-18)/100)*$CA1425),0)))","v":{"$error":"#VALUE!"}},1.5,1.05,1.05,1.05,3471,{"$f":"IF($B1411>$F1411,0,IF($C1411>$G1411,0,ROUND(((($F1411-$B1411)/100)*(IF('DBH-Upgrade'!$K$6='DBH-Upgrade'!$K$8,$BZ1425,($BE1411/(($F1411-18)/100))))*$CH1425)+((($B1411-18)/100)*$CA1425*$CE1425*$CG1425),0)))","v":{"$error":"#VALUE!"}},{"$f":"IF($B1411>$F1411,0,IF($C1411>$G1411,0,ROUND(((($F1411-$B1411)/100)*(IF('DBH-Upgrade'!$K$6='DBH-Upgrade'!$K$8,$BZ1425,($BE1411/(($F1411-18)/100))))*$CH1425)+((($B1411-18)/100)*$CA1425*$CD1425*$CG1425),0)))","v":{"$error":"#VALUE!"}},{"$f":"IF($B1411>$F1411,0,IF($C1411>$G1411,0,ROUND(((($F1411-$B1411)/100)*(IF('DBH-Upgrade'!$K$6='DBH-Upgrade'!$K$8,$BZ1425,($BE1411/(($F1411-18)/100))))*$CH1425)+((($B1411-18)/100)*$CA1425*$CG1425),0)))","v":{"$error":"#VALUE!"}},299,{"$error":"#VALUE!"},{"$error":"#VALUE!"},{"$error":"#VALUE!"},0.63887956622722986,{"$error":"#VALUE!"},{"$error":"#VALUE!"},{"$error":"#VALUE!"},1.2760000000000001E-4,1.7219,4,5.1420100000000005E-4,{"$f":"IF($B1411>$F1411,0,IF($C1411>$G1411,0,ROUND((((($F1411-$B1411)/100)*IF('DBH-Upgrade'!$K$6='DBH-Upgrade'!$K$8,$CC1425,($BF1411/(($F1411-18)/100))))+((($B1411-18)/100)*$CB1425))*IF($E1411>50,IF($G1411=11,(1-(($E1411-50)*0.005)),IF($G1411=16,(1-(($E1411-50)*0.005)),IF($G1411=21,(1-(($E1411-50)*0.005)),1))),1)*$CE1425,0)))","v":{"$error":"#VALUE!"}},{"$f":"IF($B1411>$F1411,0,IF($C1411>$G1411,0,ROUND((((($F1411-$B1411)/100)*IF('DBH-Upgrade'!$K$6='DBH-Upgrade'!$K$8,$CC1425,($BF1411/(($F1411-18)/100))))+((($B1411-18)/100)*$CB1425))*IF($E1411>50,IF($G1411=11,(1-(($E1411-50)*0.005)),IF($G1411=16,(1-(($E1411-50)*0.005)),IF($G1411=21,(1-(($E1411-50)*0.005)),1))),1)*$CD1425,0)))","v":{"$error":"#VALUE!"}},{"$f":"IF($B1411>$F1411,0,IF($C1411>$G1411,0,ROUND((((($F1411-$B1411)/100)*IF('DBH-Upgrade'!$K$6='DBH-Upgrade'!$K$8,$CC1425,($BF1411/(($F1411-18)/100))))+((($B1411-18)/100)*$CB1425))*IF($E1411>50,IF($G1411=11,(1-(($E1411-50)*0.005)),IF($G1411=16,(1-(($E1411-50)*0.005)),IF($G1411=21,(1-(($E1411-50)*0.005)),1))),1),0)))","v":{"$error":"#VALUE!"}},0.85,0.85,0.85,257,267,390,111,115,168,9.6285672598956748E-2,0.10299059741974273,0.21203589266898137,5.9,5.5,5.9,7.9,null,4338.63768115942,null,0.8,null,null,0,13.2,15.1,21.85,null,1,1,1,257,267,390,null,0,0,0,1,{"$error":"#VALUE!"},4479,834,{"$error":"#VALUE!"},0.70153112340864476,0.65706930534609798,null,1,1,0.99999999999999978,0.99999999999999978,null,0]
["1352601010",{"$f":"'DBH-Upgrade'!$K$8-$CL1418","v":70},10,1,35,260,10,11.5,0,26,30,47.8,2008.3752808988763,{"$f":"IF($B1418>$F1418,0,IF($C1418>$G1418,0,ROUND((((($F1418-$B1418)/100)*IF('DBH-Upgrade'!$K$6='DBH-Upgrade'!$K$8,$BZ1432,($BE1418/(($F1418-18)/100))))+((($B1418-18)/100)*$CA1432))*$CE1432,0)))","v":2354},{"$f":"IF($B1418>$F1418,0,IF($C1418>$G1418,0,ROUND((((($F1418-$B1418)/100)*IF('DBH-Upgrade'!$K$6='DBH-Upgrade'!$K$8,$BZ1432,($BE1418/(($F1418-18)/100))))+((($B1418-18)/100)*$CA1432))*$CD1432,0)))","v":2596},{"$f":"IF($B1418>$F1418,0,IF($C1418>$G1418,0,ROUND(((($F1418-$B1418)/100)*IF('DBH-Upgrade'!$K$6='DBH-Upgrade'!$K$8,$BZ1432,($BE1418/(($F1418-18)/100))))+((($B1418-18)/100)*$CA1432),0)))","v":3462},1.5,{"$f":"IF($G1418=10,1.08,IF($G1418=11,1.1,IF($G1418=15,1.08,IF($G1418=16,1.1,IF($G1418=20,1.08,IF($G1418=21,1.05))))))","v":1.08},1.08,1.08,2008,{"$f":"IF($B1418>$F1418,0,IF($C1418>$G1418,0,ROUND(((($F1418-$B1418)/100)*(IF('DBH-Upgrade'!$K$6='DBH-Upgrade'!$K$8,$BZ1432,($BE1418/(($F1418-18)/100))))*$CH1432)+((($B1418-18)/100)*$CA1432*$CE1432*$CG1432),0)))","v":3039},{"$f":"IF($B1418>$F1418,0,IF($C1418>$G1418,0,ROUND(((($F1418-$B1418)/100)*(IF('DBH-Upgrade'!$K$6='DBH-Upgrade'!$K$8,$BZ1432,($BE1418/(($F1418-18)/100))))*$CH1432)+((($B1418-18)/100)*$CA1432*$CD1432*$CG1432),0)))","v":3132},{"$f":"IF($B1418>$F1418,0,IF($C1418>$G1418,0,ROUND(((($F1418-$B1418)/100)*(IF('DBH-Upgrade'!$K$6='DBH-Upgrade'!$K$8,$BZ1432,($BE1418/(($F1418-18)/100))))*$CH1432)+((($B1418-18)/100)*$CA1432*$CG1432),0)))","v":3462},173,261,269,298,0.25338429487049469,0.54245025278579906,0.57369393486205478,0.69375427660774402,{"$f":"IF($G1418=$CO$103,CP$103,IF($G1418=$CO$104,CP$104,IF($G1418=$CO$105,CP$105,IF($G1418=$CO$107,CP$107,IF($G1418=$CO$108,CP$108,IF($G1418=$CO$109,CP$109,IF($G1418=$CO$111,CP$111,IF($G1418=$CO$112,CP$112,IF($G1418=$CO$113,CP$113,IF($G1418=$CO$115,CP$115,IF($G1418=$CO$116,CP$116,IF($G1418=$CO$117,CP$117,IF($G1418=$CO$119,CP$119,IF($G1418=$CO$120,CP$120,))))))))))))))","v":3.969E-4},{"$f":"IF($G1418=$CO$103,CQ$103,IF($G1418=$CO$104,CQ$104,IF($G1418=$CO$105,CQ$105,IF($G1418=$CO$107,CQ$107,IF($G1418=$CO$108,CQ$108,IF($G1418=$CO$109,CQ$109,IF($G1418=$CO$111,CQ$111,IF($G1418=$CO$112,CQ$112,IF($G1418=$CO$113,CQ$113,IF($G1418=$CO$115,CQ$115,IF($G1418=$CO$116,CQ$116,IF($G1418=$CO$117,CQ$117,IF($G1418=$CO$119,CQ$119,IF($G1418=$CO$120,CQ$120,))))))))))))))","v":1.7345999999999999},{"$f":"IF($G1418=$CO$103,CR$103,IF($G1418=$CO$104,CR$104,IF($G1418=$CO$105,CR$105,IF($G1418=$CO$107,CR$107,IF($G1418=$CO$108,CR$108,IF($G1418=$CO$109,CR$109,IF($G1418=$CO$111,CR$111,IF($G1418=$CO$112,CR$112,IF($G1418=$CO$113,CR$113,IF($G1418=$CO$115,CR$115,IF($G1418=$CO$116,CR$116,IF($G1418=$CO$117,CR$117,IF($G1418=$CO$119,CR$119,IF($G1418=$CO$120,CR$120,))))))))))))))","v":2},{"$f":"IF($G1418=$CO$103,CS$103,IF($G1418=$CO$104,CS$104,IF($G1418=$CO$105,CS$105,IF($G1418=$CO$107,CS$107,IF($G1418=$CO$108,CS$108,IF($G1418=$CO$109,CS$109,IF($G1418=$CO$111,CS$111,IF($G1418=$CO$112,CS$112,IF($G1418=$CO$113,CS$113,IF($G1418=$CO$115,CS$115,IF($G1418=$CO$116,CS$116,IF($G1418=$CO$117,CS$117,IF($G1418=$CO$119,CS$119,IF($G1418=$CO$120,CS$120,))))))))))))))","v":3.6734700000000002E-4},{"$f":"IF($B1418>$F1418,0,IF($C1418>$G1418,0,ROUND((((($F1418-$B1418)/100)*IF('DBH-Upgrade'!$K$6='DBH-Upgrade'!$K$8,$CC1432,($BF1418/(($F1418-18)/100))))+((($B1418-18)/100)*$CB1432))*IF($E1418>50,IF($G1418=11,(1-(($E1418-50)*0.005)),IF($G1418=16,(1-(($E1418-50)*0.005)),IF($G1418=21,(1-(($E1418-50)*0.005)),1))),1)*$CE1432,0)))","v":205},{"$f":"IF($B1418>$F1418,0,IF($C1418>$G1418,0,ROUND((((($F1418-$B1418)/100)*IF('DBH-Upgrade'!$K$6='DBH-Upgrade'!$K$8,$CC1432,($BF1418/(($F1418-18)/100))))+((($B1418-18)/100)*$CB1432))*IF($E1418>50,IF($G1418=11,(1-(($E1418-50)*0.005)),IF($G1418=16,(1-(($E1418-50)*0.005)),IF($G1418=21,(1-(($E1418-50)*0.005)),1))),1)*$CD1432,0)))","v":226},{"$f":"IF($B1418>$F1418,0,IF($C1418>$G1418,0,ROUND((((($F1418-$B1418)/100)*IF('DBH-Upgrade'!$K$6='DBH-Upgrade'!$K$8,$CC1432,($BF1418/(($F1418-18)/100))))+((($B1418-18)/100)*$CB1432))*IF($E1418>50,IF($G1418=11,(1-(($E1418-50)*0.005)),IF($G1418=16,(1-(($E1418-50)*0.005)),IF($G1418=21,(1-(($E1418-50)*0.005)),1))),1),0)))","v":301},0.98,0.98,0.98,124,137,183,53,59,79,2.8823292139954441E-2,3.5068048260088899E-2,5.9860532776792624E-2,{"$f":"ROUND(IF(G1418=10,$CO$92*F1418,IF(G1418=11,$CO$93*F1418,IF(G1418=15,$CO$94*F1418,IF(G1418=16,$CO$95*F1418,IF(G1418=20,$CO$96*F1418,IF(G1418=21,$CO$97*F1418,)))))),1)","v":1.7},5.5,5.9,7.9,null,2231.5280898876404,null,0.9,null,null,0,13.2,15.1,21.85,null,1,1,1,{"$f":"AQ1418/BO1418","v":124},{"$f":"AR1418/BP1418","v":137},{"$f":"AS1418/BQ1418","v":183},null,{"$f":"BR1418-AQ1418","v":0},{"$f":"BS1418-AR1418","v":0},{"$f":"BT1418-AS1418","v":0},1,{"$error":"#VALUE!"},3682,458,{"$error":"#VALUE!"},0.76885591203746129,0.70538685838828352,null,1,1,0.99999999999999978,0.99999999999999978,null,0]
["1352602110",{"$f":"'DBH-Upgrade'!$K$8-$CL1423","v":50},10,1,35,260,21,21.5,0,26,30,47.8,4203.1550561797758,{"$f":"IF($B1423>$F1423,0,IF($C1423>$G1423,0,ROUND((((($F1423-$B1423)/100)*IF('DBH-Upgrade'!$K$6='DBH-Upgrade'!$K$8,$BZ1437,($BE1423/(($F1423-18)/100))))+((($B1423-18)/100)*$CA1437))*$CE1437,0)))","v":{"$error":"#VALUE!"}},{"$f":"IF($B1423>$F1423,0,IF($C1423>$G1423,0,ROUND((((($F1423-$B1423)/100)*IF('DBH-Upgrade'!$K$6='DBH-Upgrade'!$K$8,$BZ1437,($BE1423/(($F1423-18)/100))))+((($B1423-18)/100)*$CA1437))*$CD1437,0)))","v":{"$error":"#VALUE!"}},{"$f":"IF($B1423>$F1423,0,IF($C1423>$G1423,0,ROUND(((($F1423-$B1423)/100)*IF('DBH-Upgrade'!$K$6='DBH-Upgrade'!$K$8,$BZ1437,($BE1423/(($F1423-18)/100))))+((($B1423-18)/100)*$CA1437),0)))","v":{"$error":"#VALUE!"}},1.5,1.05,1.05,1.05,4203,{"$f":"IF($B1423>$F1423,0,IF($C1423>$G1423,0,ROUND(((($F1423-$B1423)/100)*(IF('DBH-Upgrade'!$K$6='DBH-Upgrade'!$K$8,$BZ1437,($BE1423/(($F1423-18)/100))))*$CH1437)+((($B1423-18)/100)*$CA1437*$CE1437*$CG1437),0)))","v":{"$error":"#VALUE!"}},{"$f":"IF($B1423>$F1423,0,IF($C1423>$G1423,0,ROUND(((($F1423-$B1423)/100)*(IF('DBH-Upgrade'!$K$6='DBH-Upgrade'!$K$8,$BZ1437,($BE1423/(($F1423-18)/100))))*$CH1437)+((($B1423-18)/100)*$CA1437*$CD1437*$CG1437),0)))","v":{"$error":"#VALUE!"}},{"$f":"IF($B1423>$F1423,0,IF($C1423>$G1423,0,ROUND(((($F1423-$B1423)/100)*(IF('DBH-Upgrade'!$K$6='DBH-Upgrade'!$K$8,$BZ1437,($BE1423/(($F1423-18)/100))))*$CH1437)+((($B1423-18)/100)*$CA1437*$CG1437),0)))","v":{"$error":"#VALUE!"}},361,{"$error":"#VALUE!"},{"$error":"#VALUE!"},{"$error":"#VALUE!"},0.96797928137109213,{"$error":"#VALUE!"},{"$error":"#VALUE!"},{"$error":"#VALUE!"},1.2760000000000001E-4,1.7219,4,5.1420100000000005E-4,{"$f":"IF($B1423>$F1423,0,IF($C1423>$G1423,0,ROUND((((($F1423-$B1423)/100)*IF('DBH-Upgrade'!$K$6='DBH-Upgrade'!$K$8,$CC1437,($BF1423/(($F1423-18)/100))))+((($B1423-18)/100)*$CB1437))*IF($E1423>50,IF($G1423=11,(1-(($E1423-50)*0.005)),IF($G1423=16,(1-(($E1423-50)*0.005)),IF($G1423=21,(1-(($E1423-50)*0.005)),1))),1)*$CE1437,0)))","v":{"$error":"#VALUE!"}},{"$f":"IF($B1423>$F1423,0,IF($C1423>$G1423,0,ROUND((((($F1423-$B1423)/100)*IF('DBH-Upgrade'!$K$6='DBH-Upgrade'!$K$8,$CC1437,($BF1423/(($F1423-18)/100))))+((($B1423-18)/100)*$CB1437))*IF($E1423>50,IF($G1423=11,(1-(($E1423-50)*0.005)),IF($G1423=16,(1-(($E1423-50)*0.005)),IF($G1423=21,(1-(($E1423-50)*0.005)),1))),1)*$CD1437,0)))","v":{"$error":"#VALUE!"}},{"$f":"IF($B1423>$F1423,0,IF($C1423>$G1423,0,ROUND((((($F1423-$B1423)/100)*IF('DBH-Upgrade'!$K$6='DBH-Upgrade'!$K$8,$CC1437,($BF1423/(($F1423-18)/100))))+((($B1423-18)/100)*$CB1437))*IF($E1423>50,IF($G1423=11,(1-(($E1423-50)*0.005)),IF($G1423=16,(1-(($E1423-50)*0.005)),IF($G1423=21,(1-(($E1423-50)*0.005)),1))),1),0)))","v":{"$error":"#VALUE!"}},0.85,0.85,0.85,158,164,240,68,71,103,4.087073436243413E-2,4.4327932842661316E-2,8.9375027310803962E-2,6.9,5.5,5.9,7.9,null,5253.9438202247193,null,0.8,null,null,0,13.2,15.1,21.85,null,1,1,1,158,164,240,null,0,0,0,1,{"$error":"#VALUE!"},4479,834,{"$error":"#VALUE!"},0.68521071868549555,0.65780685179925613,null,1,1,0.99999999999999978,0.99999999999999978,null,20]
["150601010",{"$f":"'DBH-Upgrade'!$K$8-$CL1432","v":70},10,1,50,60,10,11.5,0,26,30,40,581.4,{"$f":"IF($B1432>$F1432,0,IF($C1432>$G1432,0,ROUND((((($F1432-$B1432)/100)*IF('DBH-Upgrade'!$K$6='DBH-Upgrade'!$K$8,$BZ1446,($BE1432/(($F1432-18)/100))))+((($B1432-18)/100)*$CA1446))*$CE1446,0)))","v":0},{"$f":"IF($B1432>$F1432,0,IF($C1432>$G1432,0,ROUND((((($F1432-$B1432)/100)*IF('DBH-Upgrade'!$K$6='DBH-Upgrade'!$K$8,$BZ1446,($BE1432/(($F1432-18)/100))))+((($B1432-18)/100)*$CA1446))*$CD1446,0)))","v":0},{"$f":"IF($B1432>$F1432,0,IF($C1432>$G1432,0,ROUND(((($F1432-$B1432)/100)*IF('DBH-Upgrade'!$K$6='DBH-Upgrade'!$K$8,$BZ1446,($BE1432/(($F1432-18)/100))))+((($B1432-18)/100)*$CA1446),0)))","v":0},1.5,1.08,1.08,1.08,581,{"$f":"IF($B1432>$F1432,0,IF($C1432>$G1432,0,ROUND(((($F1432-$B1432)/100)*(IF('DBH-Upgrade'!$K$6='DBH-Upgrade'!$K$8,$BZ1446,($BE1432/(($F1432-18)/100))))*$CH1446)+((($B1432-18)/100)*$CA1446*$CE1446*$CG1446),0)))","v":0},{"$f":"IF($B1432>$F1432,0,IF($C1432>$G1432,0,ROUND(((($F1432-$B1432)/100)*(IF('DBH-Upgrade'!$K$6='DBH-Upgrade'!$K$8,$BZ1446,($BE1432/(($F1432-18)/100))))*$CH1446)+((($B1432-18)/100)*$CA1446*$CD1446*$CG1446),0)))","v":0},{"$f":"IF($B1432>$F1432,0,IF($C1432>$G1432,0,ROUND(((($F1432-$B1432)/100)*(IF('DBH-Upgrade'!$K$6='DBH-Upgrade'!$K$8,$BZ1446,($BE1432/(($F1432-18)/100))))*$CH1446)+((($B1432-18)/100)*$CA1446*$CG1446),0)))","v":0},50,0,0,0,1.214004296048507E-2,0,0,0,3.969E-4,1.7345999999999999,2,3.6734700000000002E-4,{"$f":"IF($B1432>$F1432,0,IF($C1432>$G1432,0,ROUND((((($F1432-$B1432)/100)*IF('DBH-Upgrade'!$K$6='DBH-Upgrade'!$K$8,$CC1446,($BF1432/(($F1432-18)/100))))+((($B1432-18)/100)*$CB1446))*IF($E1432>50,IF($G1432=11,(1-(($E1432-50)*0.005)),IF($G1432=16,(1-(($E1432-50)*0.005)),IF($G1432=21,(1-(($E1432-50)*0.005)),1))),1)*$CE1446,0)))","v":0},{"$f":"IF($B1432>$F1432,0,IF($C1432>$G1432,0,ROUND((((($F1432-$B1432)/100)*IF('DBH-Upgrade'!$K$6='DBH-Upgrade'!$K$8,$CC1446,($BF1432/(($F1432-18)/100))))+((($B1432-18)/100)*$CB1446))*IF($E1432>50,IF($G1432=11,(1-(($E1432-50)*0.005)),IF($G1432=16,(1-(($E1432-50)*0.005)),IF($G1432=21,(1-(($E1432-50)*0.005)),1))),1)*$CD1446,0)))","v":0},{"$f":"IF($B1432>$F1432,0,IF($C1432>$G1432,0,ROUND((((($F1432-$B1432)/100)*IF('DBH-Upgrade'!$K$6='DBH-Upgrade'!$K$8,$CC1446,($BF1432/(($F1432-18)/100))))+((($B1432-18)/100)*$CB1446))*IF($E1432>50,IF($G1432=11,(1-(($E1432-50)*0.005)),IF($G1432=16,(1-(($E1432-50)*0.005)),IF($G1432=21,(1-(($E1432-50)*0.005)),1))),1),0)))","v":0},0.98,0.98,0.98,0,0,0,0,0,0,0,0,0,0.4,"DBH-unit is too long!","DBH-unit is too long!","DBH-unit is too long!",null,646,null,0.9,null,null,0,"DBH-unit is too long!","DBH-unit is too long!","DBH-unit is too long!",null,1,1,1,0,0,0,null,0,0,0,1,1127,2539,352,62,0.75,0.68,null,1,1,0.99999999999999978,0.99999999999999978,null,0]
["150601610",{"$f":"'DBH-Upgrade'!$K$8-$CL1435","v":70},10,1,50,60,16,16.5,0,26,30,40,774.5200000000001,{"$f":"IF($B1435>$F1435,0,IF($C1435>$G1435,0,ROUND((((($F1435-$B1435)/100)*IF('DBH-Upgrade'!$K$6='DBH-Upgrade'!$K$8,$BZ1449,($BE1435/(($F1435-18)/100))))+((($B1435-18)/100)*$CA1449))*$CE1449,0)))","v":0},{"$f":"IF($B1435>$F1435,0,IF($C1435>$G1435,0,ROUND((((($F1435-$B1435)/100)*IF('DBH-Upgrade'!$K$6='DBH-Upgrade'!$K$8,$BZ1449,($BE1435/(($F1435-18)/100))))+((($B1435-18)/100)*$CA1449))*$CD1449,0)))","v":0},{"$f":"IF($B1435>$F1435,0,IF($C1435>$G1435,0,ROUND(((($F1435-$B1435)/100)*IF('DBH-Upgrade'!$K$6='DBH-Upgrade'!$K$8,$BZ1449,($BE1435/(($F1435-18)/100))))+((($B1435-18)/100)*$CA1449),0)))","v":0},1.5,1.1000000000000001,1.1000000000000001,1.1000000000000001,775,{"$f":"IF($B1435>$F1435,0,IF($C1435>$G1435,0,ROUND(((($F1435-$B1435)/100)*(IF('DBH-Upgrade'!$K$6='DBH-Upgrade'!$K$8,$BZ1449,($BE1435/(($F1435-18)/100))))*$CH1449)+((($B1435-18)/100)*$CA1449*$CE1449*$CG1449),0)))","v":0},{"$f":"IF($B1435>$F1435,0,IF($C1435>$G1435,0,ROUND(((($F1435-$B1435)/100)*(IF('DBH-Upgrade'!$K$6='DBH-Upgrade'!$K$8,$BZ1449,($BE1435/(($F1435-18)/100))))*$CH1449)+((($B1435-18)/100)*$CA1449*$CD1449*$CG1449),0)))","v":0},{"$f":"IF($B1435>$F1435,0,IF($C1435>$G1435,0,ROUND(((($F1435-$B1435)/100)*(IF('DBH-Upgrade'!$K$6='DBH-Upgrade'!$K$8,$BZ1449,($BE1435/(($F1435-18)/100))))*$CH1449)+((($B1435-18)/100)*$CA1449*$CG1449),0)))","v":0},67,0,0,0,6.650928759934463E-2,0,0,0,2.0829999999999999E-4,1.724,4,1.392796E-3,{"$f":"IF($B1435>$F1435,0,IF($C1435>$G1435,0,ROUND((((($F1435-$B1435)/100)*IF('DBH-Upgrade'!$K$6='DBH-Upgrade'!$K$8,$CC1449,($BF1435/(($F1435-18)/100))))+((($B1435-18)/100)*$CB1449))*IF($E1435>50,IF($G1435=11,(1-(($E1435-50)*0.005)),IF($G1435=16,(1-(($E1435-50)*0.005)),IF($G1435=21,(1-(($E1435-50)*0.005)),1))),1)*$CE1449,0)))","v":0},{"$f":"IF($B1435>$F1435,0,IF($C1435>$G1435,0,ROUND((((($F1435-$B1435)/100)*IF('DBH-Upgrade'!$K$6='DBH-Upgrade'!$K$8,$CC1449,($BF1435/(($F1435-18)/100))))+((($B1435-18)/100)*$CB1449))*IF($E1435>50,IF($G1435=11,(1-(($E1435-50)*0.005)),IF($G1435=16,(1-(($E1435-50)*0.005)),IF($G1435=21,(1-(($E1435-50)*0.005)),1))),1)*$CD1449,0)))","v":0},{"$f":"IF($B1435>$F1435,0,IF($C1435>$G1435,0,ROUND((((($F1435-$B1435)/100)*IF('DBH-Upgrade'!$K$6='DBH-Upgrade'!$K$8,$CC1449,($BF1435/(($F1435-18)/100))))+((($B1435-18)/100)*$CB1449))*IF($E1435>50,IF($G1435=11,(1-(($E1435-50)*0.005)),IF($G1435=16,(1-(($E1435-50)*0.005)),IF($G1435=21,(1-(($E1435-50)*0.005)),1))),1),0)))","v":0},0.95,0.95,0.95,0,0,0,0,0,0,0,0,0,1.2,"DBH-unit is too long!","DBH-unit is too long!","DBH-unit is too long!",null,1139,null,0.68,null,null,0,"DBH-unit is too long!","DBH-unit is too long!","DBH-unit is too long!",null,1,1,1,0,0,0,null,0,0,0,1,{"$error":"#VALUE!"},4479,834,{"$error":"#VALUE!"},0.68190449384530405,0.65796861393376183,null,1,1,0.99999999999999978,0.99999999999999978,null,0]
["150702110",{"$f":"'DBH-Upgrade'!$K$8-$CL1443","v":60},10,1,50,70,21,21.5,0,26,30,41,1445.6000000000001,{"$f":"IF($B1443>$F1443,0,IF($C1443>$G1443,0,ROUND((((($F1443-$B1443)/100)*IF('DBH-Upgrade'!$K$6='DBH-Upgrade'!$K$8,$BZ1457,($BE1443/(($F1443-18)/100))))+((($B1443-18)/100)*$CA1457))*$CE1457,0)))","v":{"$error":"#VALUE!"}},{"$f":"IF($B1443>$F1443,0,IF($C1443>$G1443,0,ROUND((((($F1443-$B1443)/100)*IF('DBH-Upgrade'!$K$6='DBH-Upgrade'!$K$8,$BZ1457,($BE1443/(($F1443-18)/100))))+((($B1443-18)/100)*$CA1457))*$CD1457,0)))","v":{"$error":"#VALUE!"}},{"$f":"IF($B1443>$F1443,0,IF($C1443>$G1443,0,ROUND(((($F1443-$B1443)/100)*IF('DBH-Upgrade'!$K$6='DBH-Upgrade'!$K$8,$BZ1457,($BE1443/(($F1443-18)/100))))+((($B1443-18)/100)*$CA1457),0)))","v":{"$error":"#VALUE!"}},1.5,1.05,1.05,1.05,1446,{"$f":"IF($B1443>$F1443,0,IF($C1443>$G1443,0,ROUND(((($F1443-$B1443)/100)*(IF('DBH-Upgrade'!$K$6='DBH-Upgrade'!$K$8,$BZ1457,($BE1443/(($F1443-18)/100))))*$CH1457)+((($B1443-18)/100)*$CA1457*$CE1457*$CG1457),0)))","v":{"$error":"#VALUE!"}},{"$f":"IF($B1443>$F1443,0,IF($C1443>$G1443,0,ROUND(((($F1443-$B1443)/100)*(IF('DBH-Upgrade'!$K$6='DBH-Upgrade'!$K$8,$BZ1457,($BE1443/(($F1443-18)/100))))*$CH1457)+((($B1443-18)/100)*$CA1457*$CD1457*$CG1457),0)))","v":{"$error":"#VALUE!"}},{"$f":"IF($B1443>$F1443,0,IF($C1443>$G1443,0,ROUND(((($F1443-$B1443)/100)*(IF('DBH-Upgrade'!$K$6='DBH-Upgrade'!$K$8,$BZ1457,($BE1443/(($F1443-18)/100))))*$CH1457)+((($B1443-18)/100)*$CA1457*$CG1457),0)))","v":{"$error":"#VALUE!"}},124,{"$error":"#VALUE!"},{"$error":"#VALUE!"},{"$error":"#VALUE!"},8.8673414945701898E-2,{"$error":"#VALUE!"},{"$error":"#VALUE!"},{"$error":"#VALUE!"},1.2760000000000001E-4,1.7219,4,5.1420100000000005E-4,{"$f":"IF($B1443>$F1443,0,IF($C1443>$G1443,0,ROUND((((($F1443-$B1443)/100)*IF('DBH-Upgrade'!$K$6='DBH-Upgrade'!$K$8,$CC1457,($BF1443/(($F1443-18)/100))))+((($B1443-18)/100)*$CB1457))*IF($E1443>50,IF($G1443=11,(1-(($E1443-50)*0.005)),IF($G1443=16,(1-(($E1443-50)*0.005)),IF($G1443=21,(1-(($E1443-50)*0.005)),1))),1)*$CE1457,0)))","v":{"$error":"#VALUE!"}},{"$f":"IF($B1443>$F1443,0,IF($C1443>$G1443,0,ROUND((((($F1443-$B1443)/100)*IF('DBH-Upgrade'!$K$6='DBH-Upgrade'!$K$8,$CC1457,($BF1443/(($F1443-18)/100))))+((($B1443-18)/100)*$CB1457))*IF($E1443>50,IF($G1443=11,(1-(($E1443-50)*0.005)),IF($G1443=16,(1-(($E1443-50)*0.005)),IF($G1443=21,(1-(($E1443-50)*0.005)),1))),1)*$CD1457,0)))","v":{"$error":"#VALUE!"}},{"$f":"IF($B1443>$F1443,0,IF($C1443>$G1443,0,ROUND((((($F1443-$B1443)/100)*IF('DBH-Upgrade'!$K$6='DBH-Upgrade'!$K$8,$CC1457,($BF1443/(($F1443-18)/100))))+((($B1443-18)/100)*$CB1457))*IF($E1443>50,IF($G1443=11,(1-(($E1443-50)*0.005)),IF($G1443=16,(1-(($E1443-50)*0.005)),IF($G1443=21,(1-(($E1443-50)*0.005)),1))),1),0)))","v":{"$error":"#VALUE!"}},0.85,0.85,0.85,222,238,315,95,102,135,5.2552324258183389E-2,6.0422553907038073E-2,0.10479374526338153,1.9,5.5,5.9,7.9,null,1807,null,0.8,null,null,0,13.2,15.1,21.85,null,1,1,1,222,238,315,null,0,0,0,1,{"$error":"#VALUE!"},5340,750,{"$error":"#VALUE!"},0.67294243770541662,0.6582099452827469,null,1,1,0.99999999999999978,0.99999999999999978,null,10]
["150901110",{"$f":"'DBH-Upgrade'!$K$8-$CL1451","v":70},10,1,50,90,11,11.5,0,26,30,42.4,847.96,{"$f":"IF($B1451>$F1451,0,IF($C1451>$G1451,0,ROUND((((($F1451-$B1451)/100)*IF('DBH-Upgrade'!$K$6='DBH-Upgrade'!$K$8,$BZ1465,($BE1451/(($F1451-18)/100))))+((($B1451-18)/100)*$CA1465))*$CE1465,0)))","v":1713},{"$f":"IF($B1451>$F1451,0,IF($C1451>$G1451,0,ROUND((((($F1451-$B1451)/100)*IF('DBH-Upgrade'!$K$6='DBH-Upgrade'!$K$8,$BZ1465,($BE1451/(($F1451-18)/100))))+((($B1451-18)/100)*$CA1465))*$CD1465,0)))","v":1843},{"$f":"IF($B1451>$F1451,0,IF($C1451>$G1451,0,ROUND(((($F1451-$B1451)/100)*IF('DBH-Upgrade'!$K$6='DBH-Upgrade'!$K$8,$BZ1465,($BE1451/(($F1451-18)/100))))+((($B1451-18)/100)*$CA1465),0)))","v":2244},1.5,1.1000000000000001,1.1000000000000001,1.1000000000000001,848,{"$f":"IF($B1451>$F1451,0,IF($C1451>$G1451,0,ROUND(((($F1451-$B1451)/100)*(IF('DBH-Upgrade'!$K$6='DBH-Upgrade'!$K$8,$BZ1465,($BE1451/(($F1451-18)/100))))*$CH1465)+((($B1451-18)/100)*$CA1465*$CE1465*$CG1465),0)))","v":1820},{"$f":"IF($B1451>$F1451,0,IF($C1451>$G1451,0,ROUND(((($F1451-$B1451)/100)*(IF('DBH-Upgrade'!$K$6='DBH-Upgrade'!$K$8,$BZ1465,($BE1451/(($F1451-18)/100))))*$CH1465)+((($B1451-18)/100)*$CA1465*$CD1465*$CG1465),0)))","v":1924},{"$f":"IF($B1451>$F1451,0,IF($C1451>$G1451,0,ROUND(((($F1451-$B1451)/100)*(IF('DBH-Upgrade'!$K$6='DBH-Upgrade'!$K$8,$BZ1465,($BE1451/(($F1451-18)/100))))*$CH1465)+((($B1451-18)/100)*$CA1465*$CG1465),0)))","v":2244},73,157,165,193,5.0064570062932981E-2,0.21449498652670967,0.23581464895791238,0.31803505832334938,3.969E-4,1.7345999999999999,4,5.7428799999999995E-4,{"$f":"IF($B1451>$F1451,0,IF($C1451>$G1451,0,ROUND((((($F1451-$B1451)/100)*IF('DBH-Upgrade'!$K$6='DBH-Upgrade'!$K$8,$CC1465,($BF1451/(($F1451-18)/100))))+((($B1451-18)/100)*$CB1465))*IF($E1451>50,IF($G1451=11,(1-(($E1451-50)*0.005)),IF($G1451=16,(1-(($E1451-50)*0.005)),IF($G1451=21,(1-(($E1451-50)*0.005)),1))),1)*$CE1465,0)))","v":237},{"$f":"IF($B1451>$F1451,0,IF($C1451>$G1451,0,ROUND((((($F1451-$B1451)/100)*IF('DBH-Upgrade'!$K$6='DBH-Upgrade'!$K$8,$CC1465,($BF1451/(($F1451-18)/100))))+((($B1451-18)/100)*$CB1465))*IF($E1451>50,IF($G1451=11,(1-(($E1451-50)*0.005)),IF($G1451=16,(1-(($E1451-50)*0.005)),IF($G1451=21,(1-(($E1451-50)*0.005)),1))),1)*$CD1465,0)))","v":255},{"$f":"IF($B1451>$F1451,0,IF($C1451>$G1451,0,ROUND((((($F1451-$B1451)/100)*IF('DBH-Upgrade'!$K$6='DBH-Upgrade'!$K$8,$CC1465,($BF1451/(($F1451-18)/100))))+((($B1451-18)/100)*$CB1465))*IF($E1451>50,IF($G1451=11,(1-(($E1451-50)*0.005)),IF($G1451=16,(1-(($E1451-50)*0.005)),IF($G1451=21,(1-(($E1451-50)*0.005)),1))),1),0)))","v":310},0.95,0.95,0.95,229,246,300,98,106,129,8.7507195636957913E-2,0.10157049294564785,0.14754712308352055,1.2,5.5,5.9,7.9,null,1247,null,0.68,null,null,0,13.2,15.1,21.85,null,1,1,1,229,246,300,null,0,0,0,1,{"$error":"#VALUE!"},5340,750,{"$error":"#VALUE!"},0.75555534806492441,0.70383877729866806,null,1,1,0.99999999999999978,0.99999999999999978,null,0]
["150902110",{"$f":"'DBH-Upgrade'!$K$8-$CL1455","v":70},10,1,50,90,21,21.5,0,26,30,42.4,1859.2,{"$f":"IF($B1455>$F1455,0,IF($C1455>$G1455,0,ROUND((((($F1455-$B1455)/100)*IF('DBH-Upgrade'!$K$6='DBH-Upgrade'!$K$8,$BZ1469,($BE1455/(($F1455-18)/100))))+((($B1455-18)/100)*$CA1469))*$CE1469,0)))","v":{"$error":"#VALUE!"}},{"$f":"IF($B1455>$F1455,0,IF($C1455>$G1455,0,ROUND((((($F1455-$B1455)/100)*IF('DBH-Upgrade'!$K$6='DBH-Upgrade'!$K$8,$BZ1469,($BE1455/(($F1455-18)/100))))+((($B1455-18)/100)*$CA1469))*$CD1469,0)))","v":{"$error":"#VALUE!"}},{"$f":"IF($B1455>$F1455,0,IF($C1455>$G1455,0,ROUND(((($F1455-$B1455)/100)*IF('DBH-Upgrade'!$K$6='DBH-Upgrade'!$K$8,$BZ1469,($BE1455/(($F1455-18)/100))))+((($B1455-18)/100)*$CA1469),0)))","v":{"$error":"#VALUE!"}},1.5,1.05,1.05,1.05,1859,{"$f":"IF($B1455>$F1455,0,IF($C1455>$G1455,0,ROUND(((($F1455-$B1455)/100)*(IF('DBH-Upgrade'!$K$6='DBH-Upgrade'!$K$8,$BZ1469,($BE1455/(($F1455-18)/100))))*$CH1469)+((($B1455-18)/100)*$CA1469*$CE1469*$CG1469),0)))","v":{"$error":"#VALUE!"}},{"$f":"IF($B1455>$F1455,0,IF($C1455>$G1455,0,ROUND(((($F1455-$B1455)/100)*(IF('DBH-Upgrade'!$K$6='DBH-Upgrade'!$K$8,$BZ1469,($BE1455/(($F1455-18)/100))))*$CH1469)+((($B1455-18)/100)*$CA1469*$CD1469*$CG1469),0)))","v":{"$error":"#VALUE!"}},{"$f":"IF($B1455>$F1455,0,IF($C1455>$G1455,0,ROUND(((($F1455-$B1455)/100)*(IF('DBH-Upgrade'!$K$6='DBH-Upgrade'!$K$8,$BZ1469,($BE1455/(($F1455-18)/100))))*$CH1469)+((($B1455-18)/100)*$CA1469*$CG1469),0)))","v":{"$error":"#VALUE!"}},160,{"$error":"#VALUE!"},{"$error":"#VALUE!"},{"$error":"#VALUE!"},0.15260387350858196,{"$error":"#VALUE!"},{"$error":"#VALUE!"},{"$error":"#VALUE!"},1.2760000000000001E-4,1.7219,4,5.1420100000000005E-4,{"$f":"IF($B1455>$F1455,0,IF($C1455>$G1455,0,ROUND((((($F1455-$B1455)/100)*IF('DBH-Upgrade'!$K$6='DBH-Upgrade'!$K$8,$CC1469,($BF1455/(($F1455-18)/100))))+((($B1455-18)/100)*$CB1469))*IF($E1455>50,IF($G1455=11,(1-(($E1455-50)*0.005)),IF($G1455=16,(1-(($E1455-50)*0.005)),IF($G1455=21,(1-(($E1455-50)*0.005)),1))),1)*$CE1469,0)))","v":{"$error":"#VALUE!"}},{"$f":"IF($B1455>$F1455,0,IF($C1455>$G1455,0,ROUND((((($F1455-$B1455)/100)*IF('DBH-Upgrade'!$K$6='DBH-Upgrade'!$K$8,$CC1469,($BF1455/(($F1455-18)/100))))+((($B1455-18)/100)*$CB1469))*IF($E1455>50,IF($G1455=11,(1-(($E1455-50)*0.005)),IF($G1455=16,(1-(($E1455-50)*0.005)),IF($G1455=21,(1-(($E1455-50)*0.005)),1))),1)*$CD1469,0)))","v":{"$error":"#VALUE!"}},{"$f":"IF($B1455>$F1455,0,IF($C1455>$G1455,0,ROUND((((($F1455-$B1455)/100)*IF('DBH-Upgrade'!$K$6='DBH-Upgrade'!$K$8,$CC1469,($BF1455/(($F1455-18)/100))))+((($B1455-18)/100)*$CB1469))*IF($E1455>50,IF($G1455=11,(1-(($E1455-50)*0.005)),IF($G1455=16,(1-(($E1455-50)*0.005)),IF($G1455=21,(1-(($E1455-50)*0.005)),1))),1),0)))","v":{"$error":"#VALUE!"}},0.85,0.85,0.85,267,286,390,115,123,168,8.0008180173066878E-2,9.124364158090871E-2,0.16789509816318576,2.4,5.5,5.9,7.9,null,2324,null,0.8,null,null,0,13.2,15.1,21.85,null,1,1,1,267,286,390,null,0,0,0,1,{"$error":"#VALUE!"},4479,834,{"$error":"#VALUE!"},0.75555534806492441,0.70383877729866806,null,1,1,0.99999999999999978,0.99999999999999978,null,0]
["1501101110",{"$f":"'DBH-Upgrade'!$K$8-$CL1463","v":70},10,1,50,110,11,11.5,0,26,30,43.5,1037,{"$f":"IF($B1463>$F1463,0,IF($C1463>$G1463,0,ROUND((((($F1463-$B1463)/100)*IF('DBH-Upgrade'!$K$6='DBH-Upgrade'!$K$8,$BZ1477,($BE1463/(($F1463-18)/100))))+((($B1463-18)/100)*$CA1477))*$CE1477,0)))","v":2039},{"$f":"IF($B1463>$F1463,0,IF($C1463>$G1463,0,ROUND((((($F1463-$B1463)/100)*IF('DBH-Upgrade'!$K$6='DBH-Upgrade'!$K$8,$BZ1477,($BE1463/(($F1463-18)/100))))+((($B1463-18)/100)*$CA1477))*$CD1477,0)))","v":2197},{"$f":"IF($B1463>$F1463,0,IF($C1463>$G1463,0,ROUND(((($F1463-$B1463)/100)*IF('DBH-Upgrade'!$K$6='DBH-Upgrade'!$K$8,$BZ1477,($BE1463/(($F1463-18)/100))))+((($B1463-18)/100)*$CA1477),0)))","v":2697},1.5,1.1000000000000001,1.1000000000000001,1.1000000000000001,1037,{"$f":"IF($B1463>$F1463,0,IF($C1463>$G1463,0,ROUND(((($F1463-$B1463)/100)*(IF('DBH-Upgrade'!$K$6='DBH-Upgrade'!$K$8,$BZ1477,($BE1463/(($F1463-18)/100))))*$CH1477)+((($B1463-18)/100)*$CA1477*$CE1477*$CG1477),0)))","v":2260},{"$f":"IF($B1463>$F1463,0,IF($C1463>$G1463,0,ROUND(((($F1463-$B1463)/100)*(IF('DBH-Upgrade'!$K$6='DBH-Upgrade'!$K$8,$BZ1477,($BE1463/(($F1463-18)/100))))*$CH1477)+((($B1463-18)/100)*$CA1477*$CD1477*$CG1477),0)))","v":2365},{"$f":"IF($B1463>$F1463,0,IF($C1463>$G1463,0,ROUND(((($F1463-$B1463)/100)*(IF('DBH-Upgrade'!$K$6='DBH-Upgrade'!$K$8,$BZ1477,($BE1463/(($F1463-18)/100))))*$CH1477)+((($B1463-18)/100)*$CA1477*$CG1477),0)))","v":2697},89,194,203,232,8.0375768548476237E-2,0.35012381719424973,0.38155138855397469,0.49154822665047959,3.969E-4,1.7345999999999999,4,5.7428799999999995E-4,{"$f":"IF($B1463>$F1463,0,IF($C1463>$G1463,0,ROUND((((($F1463-$B1463)/100)*IF('DBH-Upgrade'!$K$6='DBH-Upgrade'!$K$8,$CC1477,($BF1463/(($F1463-18)/100))))+((($B1463-18)/100)*$CB1477))*IF($E1463>50,IF($G1463=11,(1-(($E1463-50)*0.005)),IF($G1463=16,(1-(($E1463-50)*0.005)),IF($G1463=21,(1-(($E1463-50)*0.005)),1))),1)*$CE1477,0)))","v":242},{"$f":"IF($B1463>$F1463,0,IF($C1463>$G1463,0,ROUND((((($F1463-$B1463)/100)*IF('DBH-Upgrade'!$K$6='DBH-Upgrade'!$K$8,$CC1477,($BF1463/(($F1463-18)/100))))+((($B1463-18)/100)*$CB1477))*IF($E1463>50,IF($G1463=11,(1-(($E1463-50)*0.005)),IF($G1463=16,(1-(($E1463-50)*0.005)),IF($G1463=21,(1-(($E1463-50)*0.005)),1))),1)*$CD1477,0)))","v":261},{"$f":"IF($B1463>$F1463,0,IF($C1463>$G1463,0,ROUND((((($F1463-$B1463)/100)*IF('DBH-Upgrade'!$K$6='DBH-Upgrade'!$K$8,$CC1477,($BF1463/(($F1463-18)/100))))+((($B1463-18)/100)*$CB1477))*IF($E1463>50,IF($G1463=11,(1-(($E1463-50)*0.005)),IF($G1463=16,(1-(($E1463-50)*0.005)),IF($G1463=21,(1-(($E1463-50)*0.005)),1))),1),0)))","v":320},0.95,0.95,0.95,227,244,300,98,105,129,9.6357901591285405E-2,0.10973375255069176,0.16180405491556304,1.5,5.5,5.9,7.9,null,1525,null,0.68,null,null,0,13.2,15.1,21.85,null,1,1,1,227,244,300,null,0,0,0,1,{"$error":"#VALUE!"},5340,750,{"$error":"#VALUE!"},0.74531089933631789,0.69504144552059222,null,1,1,0.99999999999999978,0.99999999999999978,null,0]
["1501201010",{"$f":"'DBH-Upgrade'!$K$8-$CL1468","v":70},10,1,50,120,10,11.5,0,26,30,44,1161.9000000000001,{"$f":"IF($B1468>$F1468,0,IF($C1468>$G1468,0,ROUND((((($F1468-$B1468)/100)*IF('DBH-Upgrade'!$K$6='DBH-Upgrade'!$K$8,$BZ1482,($BE1468/(($F1468-18)/100))))+((($B1468-18)/100)*$CA1482))*$CE1482,0)))","v":1400},{"$f":"IF($B1468>$F1468,0,IF($C1468>$G1468,0,ROUND((((($F1468-$B1468)/100)*IF('DBH-Upgrade'!$K$6='DBH-Upgrade'!$K$8,$BZ1482,($BE1468/(($F1468-18)/100))))+((($B1468-18)/100)*$CA1482))*$CD1482,0)))","v":1513},{"$f":"IF($B1468>$F1468,0,IF($C1468>$G1468,0,ROUND(((($F1468-$B1468)/100)*IF('DBH-Upgrade'!$K$6='DBH-Upgrade'!$K$8,$BZ1482,($BE1468/(($F1468-18)/100))))+((($B1468-18)/100)*$CA1482),0)))","v":1884},1.5,1.08,1.08,1.08,1162,{"$f":"IF($B1468>$F1468,0,IF($C1468>$G1468,0,ROUND(((($F1468-$B1468)/100)*(IF('DBH-Upgrade'!$K$6='DBH-Upgrade'!$K$8,$BZ1482,($BE1468/(($F1468-18)/100))))*$CH1482)+((($B1468-18)/100)*$CA1482*$CE1482*$CG1482),0)))","v":1545},{"$f":"IF($B1468>$F1468,0,IF($C1468>$G1468,0,ROUND(((($F1468-$B1468)/100)*(IF('DBH-Upgrade'!$K$6='DBH-Upgrade'!$K$8,$BZ1482,($BE1468/(($F1468-18)/100))))*$CH1482)+((($B1468-18)/100)*$CA1482*$CD1482*$CG1482),0)))","v":1624},{"$f":"IF($B1468>$F1468,0,IF($C1468>$G1468,0,ROUND(((($F1468-$B1468)/100)*(IF('DBH-Upgrade'!$K$6='DBH-Upgrade'!$K$8,$BZ1482,($BE1468/(($F1468-18)/100))))*$CH1482)+((($B1468-18)/100)*$CA1482*$CG1482),0)))","v":1884},100,133,140,162,6.019921043317894E-2,0.10336611973575756,0.11393853661367993,0.15035448316497366,3.969E-4,1.7345999999999999,2,3.6734700000000002E-4,{"$f":"IF($B1468>$F1468,0,IF($C1468>$G1468,0,ROUND((((($F1468-$B1468)/100)*IF('DBH-Upgrade'!$K$6='DBH-Upgrade'!$K$8,$CC1482,($BF1468/(($F1468-18)/100))))+((($B1468-18)/100)*$CB1482))*IF($E1468>50,IF($G1468=11,(1-(($E1468-50)*0.005)),IF($G1468=16,(1-(($E1468-50)*0.005)),IF($G1468=21,(1-(($E1468-50)*0.005)),1))),1)*$CE1482,0)))","v":159},{"$f":"IF($B1468>$F1468,0,IF($C1468>$G1468,0,ROUND((((($F1468-$B1468)/100)*IF('DBH-Upgrade'!$K$6='DBH-Upgrade'!$K$8,$CC1482,($BF1468/(($F1468-18)/100))))+((($B1468-18)/100)*$CB1482))*IF($E1468>50,IF($G1468=11,(1-(($E1468-50)*0.005)),IF($G1468=16,(1-(($E1468-50)*0.005)),IF($G1468=21,(1-(($E1468-50)*0.005)),1))),1)*$CD1482,0)))","v":172},{"$f":"IF($B1468>$F1468,0,IF($C1468>$G1468,0,ROUND((((($F1468-$B1468)/100)*IF('DBH-Upgrade'!$K$6='DBH-Upgrade'!$K$8,$CC1482,($BF1468/(($F1468-18)/100))))+((($B1468-18)/100)*$CB1482))*IF($E1468>50,IF($G1468=11,(1-(($E1468-50)*0.005)),IF($G1468=16,(1-(($E1468-50)*0.005)),IF($G1468=21,(1-(($E1468-50)*0.005)),1))),1),0)))","v":214},0.98,0.98,0.98,136,147,183,58,63,79,2.1517231813908286E-2,2.5146086573036332E-2,3.8545345217725166E-2,0.8,5.5,5.9,7.9,null,1291,null,0.9,null,null,0,13.2,15.1,21.85,null,1,1,1,136,147,183,null,0,0,0,1,{"$error":"#VALUE!"},3682,458,{"$error":"#VALUE!"},0.8212441545440573,0.76343880970753542,null,1,1,0.99999999999999978,0.99999999999999978,null,0]
["1501401510",{"$f":"'DBH-Upgrade'!$K$8-$CL1476","v":70},10,1,50,140,15,16.5,0,26,30,44.8,1942.4,{"$f":"IF($B1476>$F1476,0,IF($C1476>$G1476,0,ROUND((((($F1476-$B1476)/100)*IF('DBH-Upgrade'!$K$6='DBH-Upgrade'!$K$8,$BZ1490,($BE1476/(($F1476-18)/100))))+((($B1476-18)/100)*$CA1490))*$CE1490,0)))","v":{"$error":"#VALUE!"}},{"$f":"IF($B1476>$F1476,0,IF($C1476>$G1476,0,ROUND((((($F1476-$B1476)/100)*IF('DBH-Upgrade'!$K$6='DBH-Upgrade'!$K$8,$BZ1490,($BE1476/(($F1476-18)/100))))+((($B1476-18)/100)*$CA1490))*$CD1490,0)))","v":{"$error":"#VALUE!"}},{"$f":"IF($B1476>$F1476,0,IF($C1476>$G1476,0,ROUND(((($F1476-$B1476)/100)*IF('DBH-Upgrade'!$K$6='DBH-Upgrade'!$K$8,$BZ1490,($BE1476/(($F1476-18)/100))))+((($B1476-18)/100)*$CA1490),0)))","v":{"$error":"#VALUE!"}},1.5,1.08,1.08,1.08,1942,{"$f":"IF($B1476>$F1476,0,IF($C1476>$G1476,0,ROUND(((($F1476-$B1476)/100)*(IF('DBH-Upgrade'!$K$6='DBH-Upgrade'!$K$8,$BZ1490,($BE1476/(($F1476-18)/100))))*$CH1490)+((($B1476-18)/100)*$CA1490*$CE1490*$CG1490),0)))","v":{"$error":"#VALUE!"}},{"$f":"IF($B1476>$F1476,0,IF($C1476>$G1476,0,ROUND(((($F1476-$B1476)/100)*(IF('DBH-Upgrade'!$K$6='DBH-Upgrade'!$K$8,$BZ1490,($BE1476/(($F1476-18)/100))))*$CH1490)+((($B1476-18)/100)*$CA1490*$CD1490*$CG1490),0)))","v":{"$error":"#VALUE!"}},{"$f":"IF($B1476>$F1476,0,IF($C1476>$G1476,0,ROUND(((($F1476-$B1476)/100)*(IF('DBH-Upgrade'!$K$6='DBH-Upgrade'!$K$8,$BZ1490,($BE1476/(($F1476-18)/100))))*$CH1490)+((($B1476-18)/100)*$CA1490*$CG1490),0)))","v":{"$error":"#VALUE!"}},167,{"$error":"#VALUE!"},{"$error":"#VALUE!"},{"$error":"#VALUE!"},0.1610490654902251,{"$error":"#VALUE!"},{"$error":"#VALUE!"},{"$error":"#VALUE!"},2.0829999999999999E-4,1.724,2,4.6182900000000003E-4,{"$f":"IF($B1476>$F1476,0,IF($C1476>$G1476,0,ROUND((((($F1476-$B1476)/100)*IF('DBH-Upgrade'!$K$6='DBH-Upgrade'!$K$8,$CC1490,($BF1476/(($F1476-18)/100))))+((($B1476-18)/100)*$CB1490))*IF($E1476>50,IF($G1476=11,(1-(($E1476-50)*0.005)),IF($G1476=16,(1-(($E1476-50)*0.005)),IF($G1476=21,(1-(($E1476-50)*0.005)),1))),1)*$CE1490,0)))","v":{"$error":"#VALUE!"}},{"$f":"IF($B1476>$F1476,0,IF($C1476>$G1476,0,ROUND((((($F1476-$B1476)/100)*IF('DBH-Upgrade'!$K$6='DBH-Upgrade'!$K$8,$CC1490,($BF1476/(($F1476-18)/100))))+((($B1476-18)/100)*$CB1490))*IF($E1476>50,IF($G1476=11,(1-(($E1476-50)*0.005)),IF($G1476=16,(1-(($E1476-50)*0.005)),IF($G1476=21,(1-(($E1476-50)*0.005)),1))),1)*$CD1490,0)))","v":{"$error":"#VALUE!"}},{"$f":"IF($B1476>$F1476,0,IF($C1476>$G1476,0,ROUND((((($F1476-$B1476)/100)*IF('DBH-Upgrade'!$K$6='DBH-Upgrade'!$K$8,$CC1490,($BF1476/(($F1476-18)/100))))+((($B1476-18)/100)*$CB1490))*IF($E1476>50,IF($G1476=11,(1-(($E1476-50)*0.005)),IF($G1476=16,(1-(($E1476-50)*0.005)),IF($G1476=21,(1-(($E1476-50)*0.005)),1))),1),0)))","v":{"$error":"#VALUE!"}},1.01,1.01,1.01,176,188,264,76,81,114,3.5104825218092522E-2,3.9698346124407764E-2,7.6850705201084293E-2,1.4,5.5,5.9,7.9,null,2428,null,0.8,null,null,0,13.2,15.1,21.85,null,1,1,1,176,188,264,null,0,0,0,1,1127,2539,352,62,0.81466996609637188,0.75619868948084668,null,1,1,0.99999999999999978,0.99999999999999978,null,0]
["1501601610",{"$f":"'DBH-Upgrade'!$K$8-$CL1483","v":70},10,1,50,160,16,16.5,0,26,30,45.5,2065.1600000000003,{"$f":"IF($B1483>$F1483,0,IF($C1483>$G1483,0,ROUND((((($F1483-$B1483)/100)*IF('DBH-Upgrade'!$K$6='DBH-Upgrade'!$K$8,$BZ1497,($BE1483/(($F1483-18)/100))))+((($B1483-18)/100)*$CA1497))*$CE1497,0)))","v":{"$error":"#VALUE!"}},{"$f":"IF($B1483>$F1483,0,IF($C1483>$G1483,0,ROUND((((($F1483-$B1483)/100)*IF('DBH-Upgrade'!$K$6='DBH-Upgrade'!$K$8,$BZ1497,($BE1483/(($F1483-18)/100))))+((($B1483-18)/100)*$CA1497))*$CD1497,0)))","v":{"$error":"#VALUE!"}},{"$f":"IF($B1483>$F1483,0,IF($C1483>$G1483,0,ROUND(((($F1483-$B1483)/100)*IF('DBH-Upgrade'!$K$6='DBH-Upgrade'!$K$8,$BZ1497,($BE1483/(($F1483-18)/100))))+((($B1483-18)/100)*$CA1497),0)))","v":{"$error":"#VALUE!"}},1.5,1.1000000000000001,1.1000000000000001,1.1000000000000001,{"$f":"ROUND(M1483*POWER((($S$1-$S$2)/LN(($S$1-$S$3)/($S$2-$S$3)))/((75-65)/LN((75-20)/(65-20))),Q1483),0)","v":2065},{"$f":"IF($B1483>$F1483,0,IF($C1483>$G1483,0,ROUND(((($F1483-$B1483)/100)*(IF('DBH-Upgrade'!$K$6='DBH-Upgrade'!$K$8,$BZ1497,($BE1483/(($F1483-18)/100))))*$CH1497)+((($B1483-18)/100)*$CA1497*$CE1497*$CG1497),0)))","v":{"$error":"#VALUE!"}},{"$f":"IF($B1483>$F1483,0,IF($C1483>$G1483,0,ROUND(((($F1483-$B1483)/100)*(IF('DBH-Upgrade'!$K$6='DBH-Upgrade'!$K$8,$BZ1497,($BE1483/(($F1483-18)/100))))*$CH1497)+((($B1483-18)/100)*$CA1497*$CD1497*$CG1497),0)))","v":{"$error":"#VALUE!"}},{"$f":"IF($B1483>$F1483,0,IF($C1483>$G1483,0,ROUND(((($F1483-$B1483)/100)*(IF('DBH-Upgrade'!$K$6='DBH-Upgrade'!$K$8,$BZ1497,($BE1483/(($F1483-18)/100))))*$CH1497)+((($B1483-18)/100)*$CA1497*$CG1497),0)))","v":{"$error":"#VALUE!"}},{"$f":"ROUND(U1483*3600/(4186*ABS($S$1-$S$2)),0)","v":178},{"$f":"ROUND(V1483*3600/(4186*ABS($S$1-$S$2)),0)","v":{"$error":"#VALUE!"}},{"$f":"ROUND(W1483*3600/(4186*ABS($S$1-$S$2)),0)","v":{"$error":"#VALUE!"}},{"$f":"ROUND(X1483*3600/(4186*ABS($S$1-$S$2)),0)","v":{"$error":"#VALUE!"}},{"$f":"(($AG1483*(Y1483^$AH1483)*((($F1483-14.4)*$AI1483)/100))+($AJ1483*(Y1483^2)))*0.0098","v":0.52259583534871212},{"$f":"(($AG1483*(Z1483^$AH1483)*((($F1483-14.4)*$AI1483)/100))+($AJ1483*(Z1483^2)))*0.0098","v":{"$error":"#VALUE!"}},{"$f":"(($AG1483*(AA1483^$AH1483)*((($F1483-14.4)*$AI1483)/100))+($AJ1483*(AA1483^2)))*0.0098","v":{"$error":"#VALUE!"}},{"$f":"(($AG1483*(AB1483^$AH1483)*((($F1483-14.4)*$AI1483)/100))+($AJ1483*(AB1483^2)))*0.0098","v":{"$error":"#VALUE!"}},2.0829999999999999E-4,1.724,4,1.392796E-3,{"$f":"IF($B1483>$F1483,0,IF($C1483>$G1483,0,ROUND((((($F1483-$B1483)/100)*IF('DBH-Upgrade'!$K$6='DBH-Upgrade'!$K$8,$CC1497,($BF1483/(($F1483-18)/100))))+((($B1483-18)/100)*$CB1497))*IF($E1483>50,IF($G1483=11,(1-(($E1483-50)*0.005)),IF($G1483=16,(1-(($E1483-50)*0.005)),IF($G1483=21,(1-(($E1483-50)*0.005)),1))),1)*$CE1497,0)))","v":{"$error":"#VALUE!"}},{"$f":"IF($B1483>$F1483,0,IF($C1483>$G1483,0,ROUND((((($F1483-$B1483)/100)*IF('DBH-Upgrade'!$K$6='DBH-Upgrade'!$K$8,$CC1497,($BF1483/(($F1483-18)/100))))+((($B1483-18)/100)*$CB1497))*IF($E1483>50,IF($G1483=11,(1-(($E1483-50)*0.005)),IF($G1483=16,(1-(($E1483-50)*0.005)),IF($G1483=21,(1-(($E1483-50)*0.005)),1))),1)*$CD1497,0)))","v":{"$error":"#VALUE!"}},{"$f":"IF($B1483>$F1483,0,IF($C1483>$G1483,0,ROUND((((($F1483-$B1483)/100)*IF('DBH-Upgrade'!$K$6='DBH-Upgrade'!$K$8,$CC1497,($BF1483/(($F1483-18)/100))))+((($B1483-18)/100)*$CB1497))*IF($E1483>50,IF($G1483=11,(1-(($E1483-50)*0.005)),IF($G1483=16,(1-(($E1483-50)*0.005)),IF($G1483=21,(1-(($E1483-50)*0.005)),1))),1),0)))","v":{"$error":"#VALUE!"}},{"$f":"IF($G1483=10,0.98,IF($G1483=11,0.95,IF($G1483=15,1.01,IF($G1483=16,0.95,IF($G1483=20,0.95,IF($G1483=21,0.85))))))","v":0.95},0.95,0.95,285,304,434,{"$f":"ROUND(AQ1483*3600/(4186*ABS($AT$1-$AT$2)),0)","v":123},{"$f":"ROUND(AR1483*3600/(4186*ABS($AT$1-$AT$2)),0)","v":131},{"$f":"ROUND(AS1483*3600/(4186*ABS($AT$1-$AT$2)),0)","v":187},{"$f":"(($AG1483*(AT1483^$AH1483)*((($F1483-14.4)*$AI1483)/100))+($AJ1483*(AT1483^2)))*0.0098","v":0.25415948963706769},{"$f":"(($AG1483*(AU1483^$AH1483)*((($F1483-14.4)*$AI1483)/100))+($AJ1483*(AU1483^2)))*0.0098","v":0.28736401641087578},{"$f":"(($AG1483*(AV1483^$AH1483)*((($F1483-14.4)*$AI1483)/100))+($AJ1483*(AV1483^2)))*0.0098","v":0.57543360154863465},3.2,5.5,5.9,7.9,null,3037,null,0.68,null,null,0,13.2,15.1,21.85,null,{"$f":"IF(1/(1+((2258*((0.622/((101325/(1*611*EXP(17.27*((($AT$1+$AT$2)/2)/((($AT$1+$AT$2)/2)+237.3))))))-1)*1000-(0.622/((101325/($AV$1*611*EXP(17.27*($AT$3/($AT$3+237.3))))))-1)*1000))/(1005*((($AT$1+$AT$2)/2)-$AT$3))))>1,1,1/(1+((2258*((0.622/((101325/(1*611*EXP(17.27*((($AT$1+$AT$2)/2)/((($AT$1+$AT$2)/2)+237.3))))))-1)*1000-(0.622/((101325/($AV$1*611*EXP(17.27*($AT$3/($AT$3+237.3))))))-1)*1000))/(1005*((($AT$1+$AT$2)/2)-$AT$3)))))","v":1},1,1,285,304,434,null,0,0,0,1,2263,3445,577,50,0.80301038786259926,0.74330306539663082,null,1,1,0.99999999999999978,0.99999999999999978,null,0]
["1501801510",{"$f":"'DBH-Upgrade'!$K$8-$CL1488","v":50},10,1,50,180,15,16.5,0,26,30,46,2496.8000000000002,{"$f":"IF($B1488>$F1488,0,IF($C1488>$G1488,0,ROUND((((($F1488-$B1488)/100)*IF('DBH-Upgrade'!$K$6='DBH-Upgrade'!$K$8,$BZ1502,($BE1488/(($F1488-18)/100))))+((($B1488-18)/100)*$CA1502))*$CE1502,0)))","v":{"$error":"#VALUE!"}},{"$f":"IF($B1488>$F1488,0,IF($C1488>$G1488,0,ROUND((((($F1488-$B1488)/100)*IF('DBH-Upgrade'!$K$6='DBH-Upgrade'!$K$8,$BZ1502,($BE1488/(($F1488-18)/100))))+((($B1488-18)/100)*$CA1502))*$CD1502,0)))","v":{"$error":"#VALUE!"}},{"$f":"IF($B1488>$F1488,0,IF($C1488>$G1488,0,ROUND(((($F1488-$B1488)/100)*IF('DBH-Upgrade'!$K$6='DBH-Upgrade'!$K$8,$BZ1502,($BE1488/(($F1488-18)/100))))+((($B1488-18)/100)*$CA1502),0)))","v":{"$error":"#VALUE!"}},1.5,1.08,1.08,1.08,2497,{"$f":"IF($B1488>$F1488,0,IF($C1488>$G1488,0,ROUND(((($F1488-$B1488)/100)*(IF('DBH-Upgrade'!$K$6='DBH-Upgrade'!$K$8,$BZ1502,($BE1488/(($F1488-18)/100))))*$CH1502)+((($B1488-18)/100)*$CA1502*$CE1502*$CG1502),0)))","v":{"$error":"#VALUE!"}},{"$f":"IF($B1488>$F1488,0,IF($C1488>$G1488,0,ROUND(((($F1488-$B1488)/100)*(IF('DBH-Upgrade'!$K$6='DBH-Upgrade'!$K$8,$BZ1502,($BE1488/(($F1488-18)/100))))*$CH1502)+((($B1488-18)/100)*$CA1502*$CD1502*$CG1502),0)))","v":{"$error":"#VALUE!"}},{"$f":"IF($B1488>$F1488,0,IF($C1488>$G1488,0,ROUND(((($F1488-$B1488)/100)*(IF('DBH-Upgrade'!$K$6='DBH-Upgrade'!$K$8,$BZ1502,($BE1488/(($F1488-18)/100))))*$CH1502)+((($B1488-18)/100)*$CA1502*$CG1502),0)))","v":{"$error":"#VALUE!"}},215,{"$error":"#VALUE!"},{"$error":"#VALUE!"},{"$error":"#VALUE!"},0.28018979747832218,{"$error":"#VALUE!"},{"$error":"#VALUE!"},{"$error":"#VALUE!"},2.0829999999999999E-4,1.724,2,4.6182900000000003E-4,{"$f":"IF($B1488>$F1488,0,IF($C1488>$G1488,0,ROUND((((($F1488-$B1488)/100)*IF('DBH-Upgrade'!$K$6='DBH-Upgrade'!$K$8,$CC1502,($BF1488/(($F1488-18)/100))))+((($B1488-18)/100)*$CB1502))*IF($E1488>50,IF($G1488=11,(1-(($E1488-50)*0.005)),IF($G1488=16,(1-(($E1488-50)*0.005)),IF($G1488=21,(1-(($E1488-50)*0.005)),1))),1)*$CE1502,0)))","v":{"$error":"#VALUE!"}},{"$f":"IF($B1488>$F1488,0,IF($C1488>$G1488,0,ROUND((((($F1488-$B1488)/100)*IF('DBH-Upgrade'!$K$6='DBH-Upgrade'!$K$8,$CC1502,($BF1488/(($F1488-18)/100))))+((($B1488-18)/100)*$CB1502))*IF($E1488>50,IF($G1488=11,(1-(($E1488-50)*0.005)),IF($G1488=16,(1-(($E1488-50)*0.005)),IF($G1488=21,(1-(($E1488-50)*0.005)),1))),1)*$CD1502,0)))","v":{"$error":"#VALUE!"}},{"$f":"IF($B1488>$F1488,0,IF($C1488>$G1488,0,ROUND((((($F1488-$B1488)/100)*IF('DBH-Upgrade'!$K$6='DBH-Upgrade'!$K$8,$CC1502,($BF1488/(($F1488-18)/100))))+((($B1488-18)/100)*$CB1502))*IF($E1488>50,IF($G1488=11,(1-(($E1488-50)*0.005)),IF($G1488=16,(1-(($E1488-50)*0.005)),IF($G1488=21,(1-(($E1488-50)*0.005)),1))),1),0)))","v":{"$error":"#VALUE!"}},1.01,1.01,1.01,107,114,163,46,49,70,1.4549646249882364E-2,1.6411771649657025E-2,3.2432477946213678E-2,1.8,5.5,5.9,7.9,null,3121,null,0.8,null,null,0,13.2,15.1,21.85,null,1,1,1,107,114,163,null,0,0,0,1,1127,2539,352,62,0.79292312789827257,0.73211718284521199,null,1,1,0.99999999999999978,0.99999999999999978,null,20]
["1502002010",{"$f":"'DBH-Upgrade'!$K$8-$CL1496","v":70},10,1,50,200,20,21.5,0,26,30,46.5,3880,{"$f":"IF($B1496>$F1496,0,IF($C1496>$G1496,0,ROUND((((($F1496-$B1496)/100)*IF('DBH-Upgrade'!$K$6='DBH-Upgrade'!$K$8,$BZ1510,($BE1496/(($F1496-18)/100))))+((($B1496-18)/100)*$CA1510))*$CE1510,0)))","v":{"$error":"#VALUE!"}},{"$f":"IF($B1496>$F1496,0,IF($C1496>$G1496,0,ROUND((((($F1496-$B1496)/100)*IF('DBH-Upgrade'!$K$6='DBH-Upgrade'!$K$8,$BZ1510,($BE1496/(($F1496-18)/100))))+((($B1496-18)/100)*$CA1510))*$CD1510,0)))","v":{"$error":"#VALUE!"}},{"$f":"IF($B1496>$F1496,0,IF($C1496>$G1496,0,ROUND(((($F1496-$B1496)/100)*IF('DBH-Upgrade'!$K$6='DBH-Upgrade'!$K$8,$BZ1510,($BE1496/(($F1496-18)/100))))+((($B1496-18)/100)*$CA1510),0)))","v":{"$error":"#VALUE!"}},1.5,1.08,1.08,1.08,3880,{"$f":"IF($B1496>$F1496,0,IF($C1496>$G1496,0,ROUND(((($F1496-$B1496)/100)*(IF('DBH-Upgrade'!$K$6='DBH-Upgrade'!$K$8,$BZ1510,($BE1496/(($F1496-18)/100))))*$CH1510)+((($B1496-18)/100)*$CA1510*$CE1510*$CG1510),0)))","v":{"$error":"#VALUE!"}},{"$f":"IF($B1496>$F1496,0,IF($C1496>$G1496,0,ROUND(((($F1496-$B1496)/100)*(IF('DBH-Upgrade'!$K$6='DBH-Upgrade'!$K$8,$BZ1510,($BE1496/(($F1496-18)/100))))*$CH1510)+((($B1496-18)/100)*$CA1510*$CD1510*$CG1510),0)))","v":{"$error":"#VALUE!"}},{"$f":"IF($B1496>$F1496,0,IF($C1496>$G1496,0,ROUND(((($F1496-$B1496)/100)*(IF('DBH-Upgrade'!$K$6='DBH-Upgrade'!$K$8,$BZ1510,($BE1496/(($F1496-18)/100))))*$CH1510)+((($B1496-18)/100)*$CA1510*$CG1510),0)))","v":{"$error":"#VALUE!"}},334,{"$error":"#VALUE!"},{"$error":"#VALUE!"},{"$error":"#VALUE!"},0.5146078189924711,{"$error":"#VALUE!"},{"$error":"#VALUE!"},{"$error":"#VALUE!"},1.2760000000000001E-4,1.7219,2,3.76611E-4,{"$f":"IF($B1496>$F1496,0,IF($C1496>$G1496,0,ROUND((((($F1496-$B1496)/100)*IF('DBH-Upgrade'!$K$6='DBH-Upgrade'!$K$8,$CC1510,($BF1496/(($F1496-18)/100))))+((($B1496-18)/100)*$CB1510))*IF($E1496>50,IF($G1496=11,(1-(($E1496-50)*0.005)),IF($G1496=16,(1-(($E1496-50)*0.005)),IF($G1496=21,(1-(($E1496-50)*0.005)),1))),1)*$CE1510,0)))","v":{"$error":"#VALUE!"}},{"$f":"IF($B1496>$F1496,0,IF($C1496>$G1496,0,ROUND((((($F1496-$B1496)/100)*IF('DBH-Upgrade'!$K$6='DBH-Upgrade'!$K$8,$CC1510,($BF1496/(($F1496-18)/100))))+((($B1496-18)/100)*$CB1510))*IF($E1496>50,IF($G1496=11,(1-(($E1496-50)*0.005)),IF($G1496=16,(1-(($E1496-50)*0.005)),IF($G1496=21,(1-(($E1496-50)*0.005)),1))),1)*$CD1510,0)))","v":{"$error":"#VALUE!"}},{"$f":"IF($B1496>$F1496,0,IF($C1496>$G1496,0,ROUND((((($F1496-$B1496)/100)*IF('DBH-Upgrade'!$K$6='DBH-Upgrade'!$K$8,$CC1510,($BF1496/(($F1496-18)/100))))+((($B1496-18)/100)*$CB1510))*IF($E1496>50,IF($G1496=11,(1-(($E1496-50)*0.005)),IF($G1496=16,(1-(($E1496-50)*0.005)),IF($G1496=21,(1-(($E1496-50)*0.005)),1))),1),0)))","v":{"$error":"#VALUE!"}},0.95,0.95,0.95,168,183,238,72,79,102,2.6458346110192012E-2,3.1628472952084111E-2,5.1743181187879364E-2,2.7,5.5,5.9,7.9,null,4850,null,0.8,null,null,0,13.2,15.1,21.85,null,1,1,1,168,183,238,null,0,0,0,1,{"$error":"#VALUE!"},3301,508,{"$error":"#VALUE!"},0.70153112340864476,0.65706930534609798,null,1,1,0.99999999999999978,0.99999999999999978,null,0]
["1502201610",{"$f":"'DBH-Upgrade'!$K$8-$CL1501","v":70},10,1,50,220,16,16.5,0,26,30,46.9,2648.5014492753626,{"$f":"IF($B1501>$F1501,0,IF($C1501>$G1501,0,ROUND((((($F1501-$B1501)/100)*IF('DBH-Upgrade'!$K$6='DBH-Upgrade'!$K$8,$BZ1515,($BE1501/(($F1501-18)/100))))+((($B1501-18)/100)*$CA1515))*$CE1515,0)))","v":{"$error":"#VALUE!"}},{"$f":"IF($B1501>$F1501,0,IF($C1501>$G1501,0,ROUND((((($F1501-$B1501)/100)*IF('DBH-Upgrade'!$K$6='DBH-Upgrade'!$K$8,$BZ1515,($BE1501/(($F1501-18)/100))))+((($B1501-18)/100)*$CA1515))*$CD1515,0)))","v":{"$error":"#VALUE!"}},{"$f":"IF($B1501>$F1501,0,IF($C1501>$G1501,0,ROUND(((($F1501-$B1501)/100)*IF('DBH-Upgrade'!$K$6='DBH-Upgrade'!$K$8,$BZ1515,($BE1501/(($F1501-18)/100))))+((($B1501-18)/100)*$CA1515),0)))","v":{"$error":"#VALUE!"}},1.5,1.1000000000000001,1.1000000000000001,1.1000000000000001,2649,{"$f":"IF($B1501>$F1501,0,IF($C1501>$G1501,0,ROUND(((($F1501-$B1501)/100)*(IF('DBH-Upgrade'!$K$6='DBH-Upgrade'!$K$8,$BZ1515,($BE1501/(($F1501-18)/100))))*$CH1515)+((($B1501-18)/100)*$CA1515*$CE1515*$CG1515),0)))","v":{"$error":"#VALUE!"}},{"$f":"IF($B1501>$F1501,0,IF($C1501>$G1501,0,ROUND(((($F1501-$B1501)/100)*(IF('DBH-Upgrade'!$K$6='DBH-Upgrade'!$K$8,$BZ1515,($BE1501/(($F1501-18)/100))))*$CH1515)+((($B1501-18)/100)*$CA1515*$CD1515*$CG1515),0)))","v":{"$error":"#VALUE!"}},{"$f":"IF($B1501>$F1501,0,IF($C1501>$G1501,0,ROUND(((($F1501-$B1501)/100)*(IF('DBH-Upgrade'!$K$6='DBH-Upgrade'!$K$8,$BZ1515,($BE1501/(($F1501-18)/100))))*$CH1515)+((($B1501-18)/100)*$CA1515*$CG1515),0)))","v":{"$error":"#VALUE!"}},228,{"$error":"#VALUE!"},{"$error":"#VALUE!"},{"$error":"#VALUE!"},0.90456998930286103,{"$error":"#VALUE!"},{"$error":"#VALUE!"},{"$error":"#VALUE!"},2.0829999999999999E-4,1.724,4,1.392796E-3,{"$f":"IF($B1501>$F1501,0,IF($C1501>$G1501,0,ROUND((((($F1501-$B1501)/100)*IF('DBH-Upgrade'!$K$6='DBH-Upgrade'!$K$8,$CC1515,($BF1501/(($F1501-18)/100))))+((($B1501-18)/100)*$CB1515))*IF($E1501>50,IF($G1501=11,(1-(($E1501-50)*0.005)),IF($G1501=16,(1-(($E1501-50)*0.005)),IF($G1501=21,(1-(($E1501-50)*0.005)),1))),1)*$CE1515,0)))","v":{"$error":"#VALUE!"}},{"$f":"IF($B1501>$F1501,0,IF($C1501>$G1501,0,ROUND((((($F1501-$B1501)/100)*IF('DBH-Upgrade'!$K$6='DBH-Upgrade'!$K$8,$CC1515,($BF1501/(($F1501-18)/100))))+((($B1501-18)/100)*$CB1515))*IF($E1501>50,IF($G1501=11,(1-(($E1501-50)*0.005)),IF($G1501=16,(1-(($E1501-50)*0.005)),IF($G1501=21,(1-(($E1501-50)*0.005)),1))),1)*$CD1515,0)))","v":{"$error":"#VALUE!"}},{"$f":"IF($B1501>$F1501,0,IF($C1501>$G1501,0,ROUND((((($F1501-$B1501)/100)*IF('DBH-Upgrade'!$K$6='DBH-Upgrade'!$K$8,$CC1515,($BF1501/(($F1501-18)/100))))+((($B1501-18)/100)*$CB1515))*IF($E1501>50,IF($G1501=11,(1-(($E1501-50)*0.005)),IF($G1501=16,(1-(($E1501-50)*0.005)),IF($G1501=21,(1-(($E1501-50)*0.005)),1))),1),0)))","v":{"$error":"#VALUE!"}},0.95,0.95,0.95,285,297,434,123,128,187,0.27379865375816709,0.29571404939858198,0.61587084260911595,4.4000000000000004,5.5,5.9,7.9,null,3894.855072463768,null,0.68,null,null,0,13.2,15.1,21.85,null,1,1,1,285,297,434,null,0,0,0,1,2263,3445,577,50,0.78402243332267385,0.72223627558039949,null,1,1,0.99999999999999978,0.99999999999999978,null,0]
["1502402010",{"$f":"'DBH-Upgrade'!$K$8-$CL1508","v":70},10,1,50,240,20,21.5,0,26,30,47.2,4656,{"$f":"IF($B1508>$F1508,0,IF($C1508>$G1508,0,ROUND((((($F1508-$B1508)/100)*IF('DBH-Upgrade'!$K$6='DBH-Upgrade'!$K$8,$BZ1522,($BE1508/(($F1508-18)/100))))+((($B1508-18)/100)*$CA1522))*$CE1522,0)))","v":{"$error":"#VALUE!"}},{"$f":"IF($B1508>$F1508,0,IF($C1508>$G1508,0,ROUND((((($F1508-$B1508)/100)*IF('DBH-Upgrade'!$K$6='DBH-Upgrade'!$K$8,$BZ1522,($BE1508/(($F1508-18)/100))))+((($B1508-18)/100)*$CA1522))*$CD1522,0)))","v":{"$error":"#VALUE!"}},{"$f":"IF($B1508>$F1508,0,IF($C1508>$G1508,0,ROUND(((($F1508-$B1508)/100)*IF('DBH-Upgrade'!$K$6='DBH-Upgrade'!$K$8,$BZ1522,($BE1508/(($F1508-18)/100))))+((($B1508-18)/100)*$CA1522),0)))","v":{"$error":"#VALUE!"}},1.5,1.08,1.08,1.08,4656,{"$f":"IF($B1508>$F1508,0,IF($C1508>$G1508,0,ROUND(((($F1508-$B1508)/100)*(IF('DBH-Upgrade'!$K$6='DBH-Upgrade'!$K$8,$BZ1522,($BE1508/(($F1508-18)/100))))*$CH1522)+((($B1508-18)/100)*$CA1522*$CE1522*$CG1522),0)))","v":{"$error":"#VALUE!"}},{"$f":"IF($B1508>$F1508,0,IF($C1508>$G1508,0,ROUND(((($F1508-$B1508)/100)*(IF('DBH-Upgrade'!$K$6='DBH-Upgrade'!$K$8,$BZ1522,($BE1508/(($F1508-18)/100))))*$CH1522)+((($B1508-18)/100)*$CA1522*$CD1522*$CG1522),0)))","v":{"$error":"#VALUE!"}},{"$f":"IF($B1508>$F1508,0,IF($C1508>$G1508,0,ROUND(((($F1508-$B1508)/100)*(IF('DBH-Upgrade'!$K$6='DBH-Upgrade'!$K$8,$BZ1522,($BE1508/(($F1508-18)/100))))*$CH1522)+((($B1508-18)/100)*$CA1522*$CG1522),0)))","v":{"$error":"#VALUE!"}},400,{"$error":"#VALUE!"},{"$error":"#VALUE!"},{"$error":"#VALUE!"},0.76110794513187829,{"$error":"#VALUE!"},{"$error":"#VALUE!"},{"$error":"#VALUE!"},1.2760000000000001E-4,1.7219,2,3.76611E-4,{"$f":"IF($B1508>$F1508,0,IF($C1508>$G1508,0,ROUND((((($F1508-$B1508)/100)*IF('DBH-Upgrade'!$K$6='DBH-Upgrade'!$K$8,$CC1522,($BF1508/(($F1508-18)/100))))+((($B1508-18)/100)*$CB1522))*IF($E1508>50,IF($G1508=11,(1-(($E1508-50)*0.005)),IF($G1508=16,(1-(($E1508-50)*0.005)),IF($G1508=21,(1-(($E1508-50)*0.005)),1))),1)*$CE1522,0)))","v":{"$error":"#VALUE!"}},{"$f":"IF($B1508>$F1508,0,IF($C1508>$G1508,0,ROUND((((($F1508-$B1508)/100)*IF('DBH-Upgrade'!$K$6='DBH-Upgrade'!$K$8,$CC1522,($BF1508/(($F1508-18)/100))))+((($B1508-18)/100)*$CB1522))*IF($E1508>50,IF($G1508=11,(1-(($E1508-50)*0.005)),IF($G1508=16,(1-(($E1508-50)*0.005)),IF($G1508=21,(1-(($E1508-50)*0.005)),1))),1)*$CD1522,0)))","v":{"$error":"#VALUE!"}},{"$f":"IF($B1508>$F1508,0,IF($C1508>$G1508,0,ROUND((((($F1508-$B1508)/100)*IF('DBH-Upgrade'!$K$6='DBH-Upgrade'!$K$8,$CC1522,($BF1508/(($F1508-18)/100))))+((($B1508-18)/100)*$CB1522))*IF($E1508>50,IF($G1508=11,(1-(($E1508-50)*0.005)),IF($G1508=16,(1-(($E1508-50)*0.005)),IF($G1508=21,(1-(($E1508-50)*0.005)),1))),1),0)))","v":{"$error":"#VALUE!"}},0.95,0.95,0.95,163,179,238,70,77,102,2.6567287715523955E-2,3.187794374571512E-2,5.4619091730267154E-2,3.2,5.5,5.9,7.9,null,5820,null,0.8,null,null,0,13.2,15.1,21.85,null,1,1,1,163,179,238,null,0,0,0,1,{"$error":"#VALUE!"},3301,508,{"$error":"#VALUE!"},0.69291747680457172,0.65762042960065581,null,1,1,0.99999999999999978,0.99999999999999978,null,0]
["1502801010",{"$f":"'DBH-Upgrade'!$K$8-$CL1516","v":50},10,1,50,280,10,11.5,0,26,30,47.8,2711.7000000000003,{"$f":"IF($B1516>$F1516,0,IF($C1516>$G1516,0,ROUND((((($F1516-$B1516)/100)*IF('DBH-Upgrade'!$K$6='DBH-Upgrade'!$K$8,$BZ1530,($BE1516/(($F1516-18)/100))))+((($B1516-18)/100)*$CA1530))*$CE1530,0)))","v":2315},{"$f":"IF($B1516>$F1516,0,IF($C1516>$G1516,0,ROUND((((($F1516-$B1516)/100)*IF('DBH-Upgrade'!$K$6='DBH-Upgrade'!$K$8,$BZ1530,($BE1516/(($F1516-18)/100))))+((($B1516-18)/100)*$CA1530))*$CD1530,0)))","v":2556},{"$f":"IF($B1516>$F1516,0,IF($C1516>$G1516,0,ROUND(((($F1516-$B1516)/100)*IF('DBH-Upgrade'!$K$6='DBH-Upgrade'!$K$8,$BZ1530,($BE1516/(($F1516-18)/100))))+((($B1516-18)/100)*$CA1530),0)))","v":3405},1.5,1.08,1.08,1.08,2712,{"$f":"IF($B1516>$F1516,0,IF($C1516>$G1516,0,ROUND(((($F1516-$B1516)/100)*(IF('DBH-Upgrade'!$K$6='DBH-Upgrade'!$K$8,$BZ1530,($BE1516/(($F1516-18)/100))))*$CH1530)+((($B1516-18)/100)*$CA1530*$CE1530*$CG1530),0)))","v":3145},{"$f":"IF($B1516>$F1516,0,IF($C1516>$G1516,0,ROUND(((($F1516-$B1516)/100)*(IF('DBH-Upgrade'!$K$6='DBH-Upgrade'!$K$8,$BZ1530,($BE1516/(($F1516-18)/100))))*$CH1530)+((($B1516-18)/100)*$CA1530*$CD1530*$CG1530),0)))","v":3202},{"$f":"IF($B1516>$F1516,0,IF($C1516>$G1516,0,ROUND(((($F1516-$B1516)/100)*(IF('DBH-Upgrade'!$K$6='DBH-Upgrade'!$K$8,$BZ1530,($BE1516/(($F1516-18)/100))))*$CH1530)+((($B1516-18)/100)*$CA1530*$CG1530),0)))","v":3405},233,270,275,293,0.45942638764122801,0.60332577758150963,0.62416014552863264,0.70187665404561939,3.969E-4,1.7345999999999999,2,3.6734700000000002E-4,{"$f":"IF($B1516>$F1516,0,IF($C1516>$G1516,0,ROUND((((($F1516-$B1516)/100)*IF('DBH-Upgrade'!$K$6='DBH-Upgrade'!$K$8,$CC1530,($BF1516/(($F1516-18)/100))))+((($B1516-18)/100)*$CB1530))*IF($E1516>50,IF($G1516=11,(1-(($E1516-50)*0.005)),IF($G1516=16,(1-(($E1516-50)*0.005)),IF($G1516=21,(1-(($E1516-50)*0.005)),1))),1)*$CE1530,0)))","v":174},{"$f":"IF($B1516>$F1516,0,IF($C1516>$G1516,0,ROUND((((($F1516-$B1516)/100)*IF('DBH-Upgrade'!$K$6='DBH-Upgrade'!$K$8,$CC1530,($BF1516/(($F1516-18)/100))))+((($B1516-18)/100)*$CB1530))*IF($E1516>50,IF($G1516=11,(1-(($E1516-50)*0.005)),IF($G1516=16,(1-(($E1516-50)*0.005)),IF($G1516=21,(1-(($E1516-50)*0.005)),1))),1)*$CD1530,0)))","v":192},{"$f":"IF($B1516>$F1516,0,IF($C1516>$G1516,0,ROUND((((($F1516-$B1516)/100)*IF('DBH-Upgrade'!$K$6='DBH-Upgrade'!$K$8,$CC1530,($BF1516/(($F1516-18)/100))))+((($B1516-18)/100)*$CB1530))*IF($E1516>50,IF($G1516=11,(1-(($E1516-50)*0.005)),IF($G1516=16,(1-(($E1516-50)*0.005)),IF($G1516=21,(1-(($E1516-50)*0.005)),1))),1),0)))","v":255},0.98,0.98,0.98,77,85,113,33,37,49,1.2816088216127267E-2,1.5776857312132835E-2,2.6303140407634304E-2,1.9,5.5,5.9,7.9,null,3013,null,0.9,null,null,0,13.2,15.1,21.85,null,1,1,1,77,85,113,null,0,0,0,1,{"$error":"#VALUE!"},3682,458,{"$error":"#VALUE!"},0.7585639347228863,0.69425955238573378,null,1,1,0.99999999999999978,0.99999999999999978,null,20]
["165601510",{"$f":"'DBH-Upgrade'!$K$8-$CL1526","v":70},10,1,65,60,15,16.5,0,26,30,40,922.40000000000009,{"$f":"IF($B1526>$F1526,0,IF($C1526>$G1526,0,ROUND((((($F1526-$B1526)/100)*IF('DBH-Upgrade'!$K$6='DBH-Upgrade'!$K$8,$BZ1540,($BE1526/(($F1526-18)/100))))+((($B1526-18)/100)*$CA1540))*$CE1540,0)))","v":0},{"$f":"IF($B1526>$F1526,0,IF($C1526>$G1526,0,ROUND((((($F1526-$B1526)/100)*IF('DBH-Upgrade'!$K$6='DBH-Upgrade'!$K$8,$BZ1540,($BE1526/(($F1526-18)/100))))+((($B1526-18)/100)*$CA1540))*$CD1540,0)))","v":0},{"$f":"IF($B1526>$F1526,0,IF($C1526>$G1526,0,ROUND(((($F1526-$B1526)/100)*IF('DBH-Upgrade'!$K$6='DBH-Upgrade'!$K$8,$BZ1540,($BE1526/(($F1526-18)/100))))+((($B1526-18)/100)*$CA1540),0)))","v":0},1.5,1.08,1.08,1.08,922,{"$f":"IF($B1526>$F1526,0,IF($C1526>$G1526,0,ROUND(((($F1526-$B1526)/100)*(IF('DBH-Upgrade'!$K$6='DBH-Upgrade'!$K$8,$BZ1540,($BE1526/(($F1526-18)/100))))*$CH1540)+((($B1526-18)/100)*$CA1540*$CE1540*$CG1540),0)))","v":0},{"$f":"IF($B1526>$F1526,0,IF($C1526>$G1526,0,ROUND(((($F1526-$B1526)/100)*(IF('DBH-Upgrade'!$K$6='DBH-Upgrade'!$K$8,$BZ1540,($BE1526/(($F1526-18)/100))))*$CH1540)+((($B1526-18)/100)*$CA1540*$CD1540*$CG1540),0)))","v":0},{"$f":"IF($B1526>$F1526,0,IF($C1526>$G1526,0,ROUND(((($F1526-$B1526)/100)*(IF('DBH-Upgrade'!$K$6='DBH-Upgrade'!$K$8,$BZ1540,($BE1526/(($F1526-18)/100))))*$CH1540)+((($B1526-18)/100)*$CA1540*$CG1540),0)))","v":0},79,0,0,0,3.1725011452669462E-2,0,0,0,2.0829999999999999E-4,1.724,2,4.6182900000000003E-4,{"$f":"IF($B1526>$F1526,0,IF($C1526>$G1526,0,ROUND((((($F1526-$B1526)/100)*IF('DBH-Upgrade'!$K$6='DBH-Upgrade'!$K$8,$CC1540,($BF1526/(($F1526-18)/100))))+((($B1526-18)/100)*$CB1540))*IF($E1526>50,IF($G1526=11,(1-(($E1526-50)*0.005)),IF($G1526=16,(1-(($E1526-50)*0.005)),IF($G1526=21,(1-(($E1526-50)*0.005)),1))),1)*$CE1540,0)))","v":0},{"$f":"IF($B1526>$F1526,0,IF($C1526>$G1526,0,ROUND((((($F1526-$B1526)/100)*IF('DBH-Upgrade'!$K$6='DBH-Upgrade'!$K$8,$CC1540,($BF1526/(($F1526-18)/100))))+((($B1526-18)/100)*$CB1540))*IF($E1526>50,IF($G1526=11,(1-(($E1526-50)*0.005)),IF($G1526=16,(1-(($E1526-50)*0.005)),IF($G1526=21,(1-(($E1526-50)*0.005)),1))),1)*$CD1540,0)))","v":0},{"$f":"IF($B1526>$F1526,0,IF($C1526>$G1526,0,ROUND((((($F1526-$B1526)/100)*IF('DBH-Upgrade'!$K$6='DBH-Upgrade'!$K$8,$CC1540,($BF1526/(($F1526-18)/100))))+((($B1526-18)/100)*$CB1540))*IF($E1526>50,IF($G1526=11,(1-(($E1526-50)*0.005)),IF($G1526=16,(1-(($E1526-50)*0.005)),IF($G1526=21,(1-(($E1526-50)*0.005)),1))),1),0)))","v":0},1.01,1.01,1.01,0,0,0,0,0,0,0,0,0,0.6,"DBH-unit is too long!","DBH-unit is too long!","DBH-unit is too long!",null,1153,null,0.8,null,null,0,"DBH-unit is too long!","DBH-unit is too long!","DBH-unit is too long!",null,1,1,1,0,0,0,null,0,0,0,1,{"$error":"#VALUE!"},3301,508,{"$error":"#VALUE!"},0.68190449384530405,0.65796861393376183,null,1,1,0.99999999999999978,0.99999999999999978,null,0]
["165602010",{"$f":"'DBH-Upgrade'!$K$8-$CL1528","v":70},10,1,65,60,20,21.5,0,26,30,40,1288.8000000000002,{"$f":"IF($B1528>$F1528,0,IF($C1528>$G1528,0,ROUND((((($F1528-$B1528)/100)*IF('DBH-Upgrade'!$K$6='DBH-Upgrade'!$K$8,$BZ1542,($BE1528/(($F1528-18)/100))))+((($B1528-18)/100)*$CA1542))*$CE1542,0)))","v":0},{"$f":"IF($B1528>$F1528,0,IF($C1528>$G1528,0,ROUND((((($F1528-$B1528)/100)*IF('DBH-Upgrade'!$K$6='DBH-Upgrade'!$K$8,$BZ1542,($BE1528/(($F1528-18)/100))))+((($B1528-18)/100)*$CA1542))*$CD1542,0)))","v":0},{"$f":"IF($B1528>$F1528,0,IF($C1528>$G1528,0,ROUND(((($F1528-$B1528)/100)*IF('DBH-Upgrade'!$K$6='DBH-Upgrade'!$K$8,$BZ1542,($BE1528/(($F1528-18)/100))))+((($B1528-18)/100)*$CA1542),0)))","v":0},1.5,1.08,1.08,1.08,1289,{"$f":"IF($B1528>$F1528,0,IF($C1528>$G1528,0,ROUND(((($F1528-$B1528)/100)*(IF('DBH-Upgrade'!$K$6='DBH-Upgrade'!$K$8,$BZ1542,($BE1528/(($F1528-18)/100))))*$CH1542)+((($B1528-18)/100)*$CA1542*$CE1542*$CG1542),0)))","v":0},{"$f":"IF($B1528>$F1528,0,IF($C1528>$G1528,0,ROUND(((($F1528-$B1528)/100)*(IF('DBH-Upgrade'!$K$6='DBH-Upgrade'!$K$8,$BZ1542,($BE1528/(($F1528-18)/100))))*$CH1542)+((($B1528-18)/100)*$CA1542*$CD1542*$CG1542),0)))","v":0},{"$f":"IF($B1528>$F1528,0,IF($C1528>$G1528,0,ROUND(((($F1528-$B1528)/100)*(IF('DBH-Upgrade'!$K$6='DBH-Upgrade'!$K$8,$BZ1542,($BE1528/(($F1528-18)/100))))*$CH1542)+((($B1528-18)/100)*$CA1542*$CG1542),0)))","v":0},111,0,0,0,4.926658851708781E-2,0,0,0,1.2760000000000001E-4,1.7219,2,3.76611E-4,{"$f":"IF($B1528>$F1528,0,IF($C1528>$G1528,0,ROUND((((($F1528-$B1528)/100)*IF('DBH-Upgrade'!$K$6='DBH-Upgrade'!$K$8,$CC1542,($BF1528/(($F1528-18)/100))))+((($B1528-18)/100)*$CB1542))*IF($E1528>50,IF($G1528=11,(1-(($E1528-50)*0.005)),IF($G1528=16,(1-(($E1528-50)*0.005)),IF($G1528=21,(1-(($E1528-50)*0.005)),1))),1)*$CE1542,0)))","v":0},{"$f":"IF($B1528>$F1528,0,IF($C1528>$G1528,0,ROUND((((($F1528-$B1528)/100)*IF('DBH-Upgrade'!$K$6='DBH-Upgrade'!$K$8,$CC1542,($BF1528/(($F1528-18)/100))))+((($B1528-18)/100)*$CB1542))*IF($E1528>50,IF($G1528=11,(1-(($E1528-50)*0.005)),IF($G1528=16,(1-(($E1528-50)*0.005)),IF($G1528=21,(1-(($E1528-50)*0.005)),1))),1)*$CD1542,0)))","v":0},{"$f":"IF($B1528>$F1528,0,IF($C1528>$G1528,0,ROUND((((($F1528-$B1528)/100)*IF('DBH-Upgrade'!$K$6='DBH-Upgrade'!$K$8,$CC1542,($BF1528/(($F1528-18)/100))))+((($B1528-18)/100)*$CB1542))*IF($E1528>50,IF($G1528=11,(1-(($E1528-50)*0.005)),IF($G1528=16,(1-(($E1528-50)*0.005)),IF($G1528=21,(1-(($E1528-50)*0.005)),1))),1),0)))","v":0},0.95,0.95,0.95,0,0,0,0,0,0,0,0,0,0.8,"DBH-unit is too long!","DBH-unit is too long!","DBH-unit is too long!",null,1611,null,0.8,null,null,0,"DBH-unit is too long!","DBH-unit is too long!","DBH-unit is too long!",null,1,1,1,0,0,0,null,0,0,0,1,{"$error":"#VALUE!"},3682,458,{"$error":"#VALUE!"},0.75,0.68,null,1,1,0.99999999999999978,0.99999999999999978,null,0]
["165801010",{"$f":"'DBH-Upgrade'!$K$8-$CL1536","v":70},10,1,65,80,10,11.5,0,26,30,41.8,872.1,{"$f":"IF($B1536>$F1536,0,IF($C1536>$G1536,0,ROUND((((($F1536-$B1536)/100)*IF('DBH-Upgrade'!$K$6='DBH-Upgrade'!$K$8,$BZ1550,($BE1536/(($F1536-18)/100))))+((($B1536-18)/100)*$CA1550))*$CE1550,0)))","v":1105},{"$f":"IF($B1536>$F1536,0,IF($C1536>$G1536,0,ROUND((((($F1536-$B1536)/100)*IF('DBH-Upgrade'!$K$6='DBH-Upgrade'!$K$8,$BZ1550,($BE1536/(($F1536-18)/100))))+((($B1536-18)/100)*$CA1550))*$CD1550,0)))","v":1187},{"$f":"IF($B1536>$F1536,0,IF($C1536>$G1536,0,ROUND(((($F1536-$B1536)/100)*IF('DBH-Upgrade'!$K$6='DBH-Upgrade'!$K$8,$BZ1550,($BE1536/(($F1536-18)/100))))+((($B1536-18)/100)*$CA1550),0)))","v":1433},1.5,1.08,1.08,1.08,872,{"$f":"IF($B1536>$F1536,0,IF($C1536>$G1536,0,ROUND(((($F1536-$B1536)/100)*(IF('DBH-Upgrade'!$K$6='DBH-Upgrade'!$K$8,$BZ1550,($BE1536/(($F1536-18)/100))))*$CH1550)+((($B1536-18)/100)*$CA1550*$CE1550*$CG1550),0)))","v":1131},{"$f":"IF($B1536>$F1536,0,IF($C1536>$G1536,0,ROUND(((($F1536-$B1536)/100)*(IF('DBH-Upgrade'!$K$6='DBH-Upgrade'!$K$8,$BZ1550,($BE1536/(($F1536-18)/100))))*$CH1550)+((($B1536-18)/100)*$CA1550*$CD1550*$CG1550),0)))","v":1206},{"$f":"IF($B1536>$F1536,0,IF($C1536>$G1536,0,ROUND(((($F1536-$B1536)/100)*(IF('DBH-Upgrade'!$K$6='DBH-Upgrade'!$K$8,$BZ1550,($BE1536/(($F1536-18)/100))))*$CH1550)+((($B1536-18)/100)*$CA1550*$CG1550),0)))","v":1433},75,97,104,123,2.9376882043554112E-2,4.8131608909395031E-2,5.5028754884652663E-2,7.5991751351668135E-2,3.969E-4,1.7345999999999999,2,3.6734700000000002E-4,{"$f":"IF($B1536>$F1536,0,IF($C1536>$G1536,0,ROUND((((($F1536-$B1536)/100)*IF('DBH-Upgrade'!$K$6='DBH-Upgrade'!$K$8,$CC1550,($BF1536/(($F1536-18)/100))))+((($B1536-18)/100)*$CB1550))*IF($E1536>50,IF($G1536=11,(1-(($E1536-50)*0.005)),IF($G1536=16,(1-(($E1536-50)*0.005)),IF($G1536=21,(1-(($E1536-50)*0.005)),1))),1)*$CE1550,0)))","v":146},{"$f":"IF($B1536>$F1536,0,IF($C1536>$G1536,0,ROUND((((($F1536-$B1536)/100)*IF('DBH-Upgrade'!$K$6='DBH-Upgrade'!$K$8,$CC1550,($BF1536/(($F1536-18)/100))))+((($B1536-18)/100)*$CB1550))*IF($E1536>50,IF($G1536=11,(1-(($E1536-50)*0.005)),IF($G1536=16,(1-(($E1536-50)*0.005)),IF($G1536=21,(1-(($E1536-50)*0.005)),1))),1)*$CD1550,0)))","v":157},{"$f":"IF($B1536>$F1536,0,IF($C1536>$G1536,0,ROUND((((($F1536-$B1536)/100)*IF('DBH-Upgrade'!$K$6='DBH-Upgrade'!$K$8,$CC1550,($BF1536/(($F1536-18)/100))))+((($B1536-18)/100)*$CB1550))*IF($E1536>50,IF($G1536=11,(1-(($E1536-50)*0.005)),IF($G1536=16,(1-(($E1536-50)*0.005)),IF($G1536=21,(1-(($E1536-50)*0.005)),1))),1),0)))","v":189},0.98,0.98,0.98,141,152,183,61,65,79,1.9773449890980444E-2,2.2330666940034678E-2,3.245529162942018E-2,0.5,5.5,5.9,7.9,null,969,null,0.9,null,null,0,13.2,15.1,21.85,null,1,1,1,141,152,183,null,0,0,0,1,1127,2539,352,62,0.85518696133680483,0.79918429718355943,null,1,1,0.99999999999999978,0.99999999999999978,null,0]
["165802110",{"$f":"'DBH-Upgrade'!$K$8-$CL1541","v":70},10,1,65,80,21,21.5,0,26,30,41.8,1939.2,{"$f":"IF($B1541>$F1541,0,IF($C1541>$G1541,0,ROUND((((($F1541-$B1541)/100)*IF('DBH-Upgrade'!$K$6='DBH-Upgrade'!$K$8,$BZ1555,($BE1541/(($F1541-18)/100))))+((($B1541-18)/100)*$CA1555))*$CE1555,0)))","v":{"$error":"#VALUE!"}},{"$f":"IF($B1541>$F1541,0,IF($C1541>$G1541,0,ROUND((((($F1541-$B1541)/100)*IF('DBH-Upgrade'!$K$6='DBH-Upgrade'!$K$8,$BZ1555,($BE1541/(($F1541-18)/100))))+((($B1541-18)/100)*$CA1555))*$CD1555,0)))","v":{"$error":"#VALUE!"}},{"$f":"IF($B1541>$F1541,0,IF($C1541>$G1541,0,ROUND(((($F1541-$B1541)/100)*IF('DBH-Upgrade'!$K$6='DBH-Upgrade'!$K$8,$BZ1555,($BE1541/(($F1541-18)/100))))+((($B1541-18)/100)*$CA1555),0)))","v":{"$error":"#VALUE!"}},1.5,1.05,1.05,1.05,1939,{"$f":"IF($B1541>$F1541,0,IF($C1541>$G1541,0,ROUND(((($F1541-$B1541)/100)*(IF('DBH-Upgrade'!$K$6='DBH-Upgrade'!$K$8,$BZ1555,($BE1541/(($F1541-18)/100))))*$CH1555)+((($B1541-18)/100)*$CA1555*$CE1555*$CG1555),0)))","v":{"$error":"#VALUE!"}},{"$f":"IF($B1541>$F1541,0,IF($C1541>$G1541,0,ROUND(((($F1541-$B1541)/100)*(IF('DBH-Upgrade'!$K$6='DBH-Upgrade'!$K$8,$BZ1555,($BE1541/(($F1541-18)/100))))*$CH1555)+((($B1541-18)/100)*$CA1555*$CD1555*$CG1555),0)))","v":{"$error":"#VALUE!"}},{"$f":"IF($B1541>$F1541,0,IF($C1541>$G1541,0,ROUND(((($F1541-$B1541)/100)*(IF('DBH-Upgrade'!$K$6='DBH-Upgrade'!$K$8,$BZ1555,($BE1541/(($F1541-18)/100))))*$CH1555)+((($B1541-18)/100)*$CA1555*$CG1555),0)))","v":{"$error":"#VALUE!"}},167,{"$error":"#VALUE!"},{"$error":"#VALUE!"},{"$error":"#VALUE!"},0.16258372480535185,{"$error":"#VALUE!"},{"$error":"#VALUE!"},{"$error":"#VALUE!"},1.2760000000000001E-4,1.7219,4,5.1420100000000005E-4,{"$f":"IF($B1541>$F1541,0,IF($C1541>$G1541,0,ROUND((((($F1541-$B1541)/100)*IF('DBH-Upgrade'!$K$6='DBH-Upgrade'!$K$8,$CC1555,($BF1541/(($F1541-18)/100))))+((($B1541-18)/100)*$CB1555))*IF($E1541>50,IF($G1541=11,(1-(($E1541-50)*0.005)),IF($G1541=16,(1-(($E1541-50)*0.005)),IF($G1541=21,(1-(($E1541-50)*0.005)),1))),1)*$CE1555,0)))","v":{"$error":"#VALUE!"}},{"$f":"IF($B1541>$F1541,0,IF($C1541>$G1541,0,ROUND((((($F1541-$B1541)/100)*IF('DBH-Upgrade'!$K$6='DBH-Upgrade'!$K$8,$CC1555,($BF1541/(($F1541-18)/100))))+((($B1541-18)/100)*$CB1555))*IF($E1541>50,IF($G1541=11,(1-(($E1541-50)*0.005)),IF($G1541=16,(1-(($E1541-50)*0.005)),IF($G1541=21,(1-(($E1541-50)*0.005)),1))),1)*$CD1555,0)))","v":{"$error":"#VALUE!"}},{"$f":"IF($B1541>$F1541,0,IF($C1541>$G1541,0,ROUND((((($F1541-$B1541)/100)*IF('DBH-Upgrade'!$K$6='DBH-Upgrade'!$K$8,$CC1555,($BF1541/(($F1541-18)/100))))+((($B1541-18)/100)*$CB1555))*IF($E1541>50,IF($G1541=11,(1-(($E1541-50)*0.005)),IF($G1541=16,(1-(($E1541-50)*0.005)),IF($G1541=21,(1-(($E1541-50)*0.005)),1))),1),0)))","v":{"$error":"#VALUE!"}},0.85,0.85,0.85,271,291,390,117,125,168,8.0927946505306478E-2,9.2124850207916414E-2,0.16449965243197071,2.1,5.5,5.9,7.9,null,2424,null,0.8,null,null,0,13.2,15.1,21.85,null,1,1,1,271,291,390,null,0,0,0,1,{"$error":"#VALUE!"},4479,834,{"$error":"#VALUE!"},0.75555534806492441,0.70383877729866806,null,1,1,0.99999999999999978,0.99999999999999978,null,0]
["1651001610",{"$f":"'DBH-Upgrade'!$K$8-$CL1551","v":70},10,1,65,100,16,16.5,0,26,30,43,1477.64,{"$f":"IF($B1551>$F1551,0,IF($C1551>$G1551,0,ROUND((((($F1551-$B1551)/100)*IF('DBH-Upgrade'!$K$6='DBH-Upgrade'!$K$8,$BZ1565,($BE1551/(($F1551-18)/100))))+((($B1551-18)/100)*$CA1565))*$CE1565,0)))","v":{"$error":"#VALUE!"}},{"$f":"IF($B1551>$F1551,0,IF($C1551>$G1551,0,ROUND((((($F1551-$B1551)/100)*IF('DBH-Upgrade'!$K$6='DBH-Upgrade'!$K$8,$BZ1565,($BE1551/(($F1551-18)/100))))+((($B1551-18)/100)*$CA1565))*$CD1565,0)))","v":{"$error":"#VALUE!"}},{"$f":"IF($B1551>$F1551,0,IF($C1551>$G1551,0,ROUND(((($F1551-$B1551)/100)*IF('DBH-Upgrade'!$K$6='DBH-Upgrade'!$K$8,$BZ1565,($BE1551/(($F1551-18)/100))))+((($B1551-18)/100)*$CA1565),0)))","v":{"$error":"#VALUE!"}},1.5,1.1000000000000001,1.1000000000000001,1.1000000000000001,1478,{"$f":"IF($B1551>$F1551,0,IF($C1551>$G1551,0,ROUND(((($F1551-$B1551)/100)*(IF('DBH-Upgrade'!$K$6='DBH-Upgrade'!$K$8,$BZ1565,($BE1551/(($F1551-18)/100))))*$CH1565)+((($B1551-18)/100)*$CA1565*$CE1565*$CG1565),0)))","v":{"$error":"#VALUE!"}},{"$f":"IF($B1551>$F1551,0,IF($C1551>$G1551,0,ROUND(((($F1551-$B1551)/100)*(IF('DBH-Upgrade'!$K$6='DBH-Upgrade'!$K$8,$BZ1565,($BE1551/(($F1551-18)/100))))*$CH1565)+((($B1551-18)/100)*$CA1565*$CD1565*$CG1565),0)))","v":{"$error":"#VALUE!"}},{"$f":"IF($B1551>$F1551,0,IF($C1551>$G1551,0,ROUND(((($F1551-$B1551)/100)*(IF('DBH-Upgrade'!$K$6='DBH-Upgrade'!$K$8,$BZ1565,($BE1551/(($F1551-18)/100))))*$CH1565)+((($B1551-18)/100)*$CA1565*$CG1565),0)))","v":{"$error":"#VALUE!"}},127,{"$error":"#VALUE!"},{"$error":"#VALUE!"},{"$error":"#VALUE!"},0.24975902491663646,{"$error":"#VALUE!"},{"$error":"#VALUE!"},{"$error":"#VALUE!"},2.0829999999999999E-4,1.724,4,1.392796E-3,{"$f":"IF($B1551>$F1551,0,IF($C1551>$G1551,0,ROUND((((($F1551-$B1551)/100)*IF('DBH-Upgrade'!$K$6='DBH-Upgrade'!$K$8,$CC1565,($BF1551/(($F1551-18)/100))))+((($B1551-18)/100)*$CB1565))*IF($E1551>50,IF($G1551=11,(1-(($E1551-50)*0.005)),IF($G1551=16,(1-(($E1551-50)*0.005)),IF($G1551=21,(1-(($E1551-50)*0.005)),1))),1)*$CE1565,0)))","v":{"$error":"#VALUE!"}},{"$f":"IF($B1551>$F1551,0,IF($C1551>$G1551,0,ROUND((((($F1551-$B1551)/100)*IF('DBH-Upgrade'!$K$6='DBH-Upgrade'!$K$8,$CC1565,($BF1551/(($F1551-18)/100))))+((($B1551-18)/100)*$CB1565))*IF($E1551>50,IF($G1551=11,(1-(($E1551-50)*0.005)),IF($G1551=16,(1-(($E1551-50)*0.005)),IF($G1551=21,(1-(($E1551-50)*0.005)),1))),1)*$CD1565,0)))","v":{"$error":"#VALUE!"}},{"$f":"IF($B1551>$F1551,0,IF($C1551>$G1551,0,ROUND((((($F1551-$B1551)/100)*IF('DBH-Upgrade'!$K$6='DBH-Upgrade'!$K$8,$CC1565,($BF1551/(($F1551-18)/100))))+((($B1551-18)/100)*$CB1565))*IF($E1551>50,IF($G1551=11,(1-(($E1551-50)*0.005)),IF($G1551=16,(1-(($E1551-50)*0.005)),IF($G1551=21,(1-(($E1551-50)*0.005)),1))),1),0)))","v":{"$error":"#VALUE!"}},0.95,0.95,0.95,294,315,434,126,135,187,0.24590495238643539,0.28165643755977826,0.53499636048815336,2,5.5,5.9,7.9,null,2173,null,0.68,null,null,0,13.2,15.1,21.85,null,1,1,1,294,315,434,null,0,0,0,1,2263,3445,577,50,0.82845886137907021,0.77133936020072458,null,1,1,0.99999999999999978,0.99999999999999978,null,0]
["1651101510",{"$f":"'DBH-Upgrade'!$K$8-$CL1556","v":60},10,1,65,110,15,16.5,0,26,30,43.5,1691.2,{"$f":"IF($B1556>$F1556,0,IF($C1556>$G1556,0,ROUND((((($F1556-$B1556)/100)*IF('DBH-Upgrade'!$K$6='DBH-Upgrade'!$K$8,$BZ1570,($BE1556/(($F1556-18)/100))))+((($B1556-18)/100)*$CA1570))*$CE1570,0)))","v":{"$error":"#VALUE!"}},{"$f":"IF($B1556>$F1556,0,IF($C1556>$G1556,0,ROUND((((($F1556-$B1556)/100)*IF('DBH-Upgrade'!$K$6='DBH-Upgrade'!$K$8,$BZ1570,($BE1556/(($F1556-18)/100))))+((($B1556-18)/100)*$CA1570))*$CD1570,0)))","v":{"$error":"#VALUE!"}},{"$f":"IF($B1556>$F1556,0,IF($C1556>$G1556,0,ROUND(((($F1556-$B1556)/100)*IF('DBH-Upgrade'!$K$6='DBH-Upgrade'!$K$8,$BZ1570,($BE1556/(($F1556-18)/100))))+((($B1556-18)/100)*$CA1570),0)))","v":{"$error":"#VALUE!"}},1.5,1.08,1.08,1.08,1691,{"$f":"IF($B1556>$F1556,0,IF($C1556>$G1556,0,ROUND(((($F1556-$B1556)/100)*(IF('DBH-Upgrade'!$K$6='DBH-Upgrade'!$K$8,$BZ1570,($BE1556/(($F1556-18)/100))))*$CH1570)+((($B1556-18)/100)*$CA1570*$CE1570*$CG1570),0)))","v":{"$error":"#VALUE!"}},{"$f":"IF($B1556>$F1556,0,IF($C1556>$G1556,0,ROUND(((($F1556-$B1556)/100)*(IF('DBH-Upgrade'!$K$6='DBH-Upgrade'!$K$8,$BZ1570,($BE1556/(($F1556-18)/100))))*$CH1570)+((($B1556-18)/100)*$CA1570*$CD1570*$CG1570),0)))","v":{"$error":"#VALUE!"}},{"$f":"IF($B1556>$F1556,0,IF($C1556>$G1556,0,ROUND(((($F1556-$B1556)/100)*(IF('DBH-Upgrade'!$K$6='DBH-Upgrade'!$K$8,$BZ1570,($BE1556/(($F1556-18)/100))))*$CH1570)+((($B1556-18)/100)*$CA1570*$CG1570),0)))","v":{"$error":"#VALUE!"}},145,{"$error":"#VALUE!"},{"$error":"#VALUE!"},{"$error":"#VALUE!"},0.11593545715039978,{"$error":"#VALUE!"},{"$error":"#VALUE!"},{"$error":"#VALUE!"},2.0829999999999999E-4,1.724,2,4.6182900000000003E-4,{"$f":"IF($B1556>$F1556,0,IF($C1556>$G1556,0,ROUND((((($F1556-$B1556)/100)*IF('DBH-Upgrade'!$K$6='DBH-Upgrade'!$K$8,$CC1570,($BF1556/(($F1556-18)/100))))+((($B1556-18)/100)*$CB1570))*IF($E1556>50,IF($G1556=11,(1-(($E1556-50)*0.005)),IF($G1556=16,(1-(($E1556-50)*0.005)),IF($G1556=21,(1-(($E1556-50)*0.005)),1))),1)*$CE1570,0)))","v":{"$error":"#VALUE!"}},{"$f":"IF($B1556>$F1556,0,IF($C1556>$G1556,0,ROUND((((($F1556-$B1556)/100)*IF('DBH-Upgrade'!$K$6='DBH-Upgrade'!$K$8,$CC1570,($BF1556/(($F1556-18)/100))))+((($B1556-18)/100)*$CB1570))*IF($E1556>50,IF($G1556=11,(1-(($E1556-50)*0.005)),IF($G1556=16,(1-(($E1556-50)*0.005)),IF($G1556=21,(1-(($E1556-50)*0.005)),1))),1)*$CD1570,0)))","v":{"$error":"#VALUE!"}},{"$f":"IF($B1556>$F1556,0,IF($C1556>$G1556,0,ROUND((((($F1556-$B1556)/100)*IF('DBH-Upgrade'!$K$6='DBH-Upgrade'!$K$8,$CC1570,($BF1556/(($F1556-18)/100))))+((($B1556-18)/100)*$CB1570))*IF($E1556>50,IF($G1556=11,(1-(($E1556-50)*0.005)),IF($G1556=16,(1-(($E1556-50)*0.005)),IF($G1556=21,(1-(($E1556-50)*0.005)),1))),1),0)))","v":{"$error":"#VALUE!"}},1.01,1.01,1.01,145,155,213,62,67,92,2.2200364202472029E-2,2.5806669569530552E-2,4.7791027231525195E-2,1.1000000000000001,5.5,5.9,7.9,null,2114,null,0.8,null,null,0,13.2,15.1,21.85,null,1,1,1,145,155,213,null,0,0,0,1,1127,2539,352,62,0.8212441545440573,0.76343880970753542,null,1,1,0.99999999999999978,0.99999999999999978,null,10]
["1651201110",{"$f":"'DBH-Upgrade'!$K$8-$CL1561","v":70},10,1,65,120,11,11.5,0,26,30,44,1259.3600000000001,{"$f":"IF($B1561>$F1561,0,IF($C1561>$G1561,0,ROUND((((($F1561-$B1561)/100)*IF('DBH-Upgrade'!$K$6='DBH-Upgrade'!$K$8,$BZ1575,($BE1561/(($F1561-18)/100))))+((($B1561-18)/100)*$CA1575))*$CE1575,0)))","v":2173},{"$f":"IF($B1561>$F1561,0,IF($C1561>$G1561,0,ROUND((((($F1561-$B1561)/100)*IF('DBH-Upgrade'!$K$6='DBH-Upgrade'!$K$8,$BZ1575,($BE1561/(($F1561-18)/100))))+((($B1561-18)/100)*$CA1575))*$CD1575,0)))","v":2347},{"$f":"IF($B1561>$F1561,0,IF($C1561>$G1561,0,ROUND(((($F1561-$B1561)/100)*IF('DBH-Upgrade'!$K$6='DBH-Upgrade'!$K$8,$BZ1575,($BE1561/(($F1561-18)/100))))+((($B1561-18)/100)*$CA1575),0)))","v":2923},1.5,1.1000000000000001,1.1000000000000001,1.1000000000000001,1259,{"$f":"IF($B1561>$F1561,0,IF($C1561>$G1561,0,ROUND(((($F1561-$B1561)/100)*(IF('DBH-Upgrade'!$K$6='DBH-Upgrade'!$K$8,$BZ1575,($BE1561/(($F1561-18)/100))))*$CH1575)+((($B1561-18)/100)*$CA1575*$CE1575*$CG1575),0)))","v":2463},{"$f":"IF($B1561>$F1561,0,IF($C1561>$G1561,0,ROUND(((($F1561-$B1561)/100)*(IF('DBH-Upgrade'!$K$6='DBH-Upgrade'!$K$8,$BZ1575,($BE1561/(($F1561-18)/100))))*$CH1575)+((($B1561-18)/100)*$CA1575*$CD1575*$CG1575),0)))","v":2570},{"$f":"IF($B1561>$F1561,0,IF($C1561>$G1561,0,ROUND(((($F1561-$B1561)/100)*(IF('DBH-Upgrade'!$K$6='DBH-Upgrade'!$K$8,$BZ1575,($BE1561/(($F1561-18)/100))))*$CH1575)+((($B1561-18)/100)*$CA1575*$CG1575),0)))","v":2923},108,212,221,251,0.12095579733133843,0.43113991742096142,0.46639814898809773,0.59340997171613374,3.969E-4,1.7345999999999999,4,5.7428799999999995E-4,{"$f":"IF($B1561>$F1561,0,IF($C1561>$G1561,0,ROUND((((($F1561-$B1561)/100)*IF('DBH-Upgrade'!$K$6='DBH-Upgrade'!$K$8,$CC1575,($BF1561/(($F1561-18)/100))))+((($B1561-18)/100)*$CB1575))*IF($E1561>50,IF($G1561=11,(1-(($E1561-50)*0.005)),IF($G1561=16,(1-(($E1561-50)*0.005)),IF($G1561=21,(1-(($E1561-50)*0.005)),1))),1)*$CE1575,0)))","v":223},{"$f":"IF($B1561>$F1561,0,IF($C1561>$G1561,0,ROUND((((($F1561-$B1561)/100)*IF('DBH-Upgrade'!$K$6='DBH-Upgrade'!$K$8,$CC1575,($BF1561/(($F1561-18)/100))))+((($B1561-18)/100)*$CB1575))*IF($E1561>50,IF($G1561=11,(1-(($E1561-50)*0.005)),IF($G1561=16,(1-(($E1561-50)*0.005)),IF($G1561=21,(1-(($E1561-50)*0.005)),1))),1)*$CD1575,0)))","v":241},{"$f":"IF($B1561>$F1561,0,IF($C1561>$G1561,0,ROUND((((($F1561-$B1561)/100)*IF('DBH-Upgrade'!$K$6='DBH-Upgrade'!$K$8,$CC1575,($BF1561/(($F1561-18)/100))))+((($B1561-18)/100)*$CB1575))*IF($E1561>50,IF($G1561=11,(1-(($E1561-50)*0.005)),IF($G1561=16,(1-(($E1561-50)*0.005)),IF($G1561=21,(1-(($E1561-50)*0.005)),1))),1),0)))","v":301},0.95,0.95,0.95,223,241,300,96,104,129,9.6957701781609354E-2,0.11267833876978904,0.16893252083158428,1.6,5.5,5.9,7.9,null,1852,null,0.68,null,null,0,13.2,15.1,21.85,null,1,1,1,223,241,300,null,0,0,0,1,{"$f":"ROUND(IF($C1547=0,0,IF($C1547=10,IF($G1547=10,1127,IF($G1547=11,2263,\"UNDEFINED\")),IF($C1547=15,IF($G1547=10,\"NOT POSSIBLE\",IF($G1547=11,\"NOT POSSIBLE\",IF($G1547=15,1615,IF($G1547=16,3238,IF($G1547=20,2298,IF($G1547=21,2489)))))),\"ERROR\"))),0)","v":{"$error":"#VALUE!"}},5340,750,{"$f":"ROUND(IF($C1547=0,0,IF($C1547=10,IF($G1547=10,62,IF($G1547=11,50,\"UNDEFINED\")),IF($C1547=15,IF($G1547=10,\"NOT POSSIBLE\",IF($G1547=11,\"NOT POSSIBLE\",IF($G1547=15,63,IF($G1547=16,75,IF($G1547=20,78,IF($G1547=21,92)))))),\"ERROR\"))),0)","v":{"$error":"#VALUE!"}},0.73429802939744349,0.68540112539231846,null,1,1,0.99999999999999978,0.99999999999999978,null,0]
["1651601010",{"$f":"'DBH-Upgrade'!$K$8-$CL1572","v":70},10,1,65,160,10,11.5,0,26,30,45.5,1744.2,{"$f":"IF($B1572>$F1572,0,IF($C1572>$G1572,0,ROUND((((($F1572-$B1572)/100)*IF('DBH-Upgrade'!$K$6='DBH-Upgrade'!$K$8,$BZ1586,($BE1572/(($F1572-18)/100))))+((($B1572-18)/100)*$CA1586))*$CE1586,0)))","v":1686},{"$f":"IF($B1572>$F1572,0,IF($C1572>$G1572,0,ROUND((((($F1572-$B1572)/100)*IF('DBH-Upgrade'!$K$6='DBH-Upgrade'!$K$8,$BZ1586,($BE1572/(($F1572-18)/100))))+((($B1572-18)/100)*$CA1586))*$CD1586,0)))","v":1830},{"$f":"IF($B1572>$F1572,0,IF($C1572>$G1572,0,ROUND(((($F1572-$B1572)/100)*IF('DBH-Upgrade'!$K$6='DBH-Upgrade'!$K$8,$BZ1586,($BE1572/(($F1572-18)/100))))+((($B1572-18)/100)*$CA1586),0)))","v":2335},1.5,1.08,1.08,1.08,1744,{"$f":"IF($B1572>$F1572,0,IF($C1572>$G1572,0,ROUND(((($F1572-$B1572)/100)*(IF('DBH-Upgrade'!$K$6='DBH-Upgrade'!$K$8,$BZ1586,($BE1572/(($F1572-18)/100))))*$CH1586)+((($B1572-18)/100)*$CA1586*$CE1586*$CG1586),0)))","v":1968},{"$f":"IF($B1572>$F1572,0,IF($C1572>$G1572,0,ROUND(((($F1572-$B1572)/100)*(IF('DBH-Upgrade'!$K$6='DBH-Upgrade'!$K$8,$BZ1586,($BE1572/(($F1572-18)/100))))*$CH1586)+((($B1572-18)/100)*$CA1586*$CD1586*$CG1586),0)))","v":2049},{"$f":"IF($B1572>$F1572,0,IF($C1572>$G1572,0,ROUND(((($F1572-$B1572)/100)*(IF('DBH-Upgrade'!$K$6='DBH-Upgrade'!$K$8,$BZ1586,($BE1572/(($F1572-18)/100))))*$CH1586)+((($B1572-18)/100)*$CA1586*$CG1586),0)))","v":2335},150,169,176,201,0.14841344638164419,0.18572654509721107,0.20046748279247403,0.25744475993306548,3.969E-4,1.7345999999999999,2,3.6734700000000002E-4,{"$f":"IF($B1572>$F1572,0,IF($C1572>$G1572,0,ROUND((((($F1572-$B1572)/100)*IF('DBH-Upgrade'!$K$6='DBH-Upgrade'!$K$8,$CC1586,($BF1572/(($F1572-18)/100))))+((($B1572-18)/100)*$CB1586))*IF($E1572>50,IF($G1572=11,(1-(($E1572-50)*0.005)),IF($G1572=16,(1-(($E1572-50)*0.005)),IF($G1572=21,(1-(($E1572-50)*0.005)),1))),1)*$CE1586,0)))","v":172},{"$f":"IF($B1572>$F1572,0,IF($C1572>$G1572,0,ROUND((((($F1572-$B1572)/100)*IF('DBH-Upgrade'!$K$6='DBH-Upgrade'!$K$8,$CC1586,($BF1572/(($F1572-18)/100))))+((($B1572-18)/100)*$CB1586))*IF($E1572>50,IF($G1572=11,(1-(($E1572-50)*0.005)),IF($G1572=16,(1-(($E1572-50)*0.005)),IF($G1572=21,(1-(($E1572-50)*0.005)),1))),1)*$CD1586,0)))","v":187},{"$f":"IF($B1572>$F1572,0,IF($C1572>$G1572,0,ROUND((((($F1572-$B1572)/100)*IF('DBH-Upgrade'!$K$6='DBH-Upgrade'!$K$8,$CC1586,($BF1572/(($F1572-18)/100))))+((($B1572-18)/100)*$CB1586))*IF($E1572>50,IF($G1572=11,(1-(($E1572-50)*0.005)),IF($G1572=16,(1-(($E1572-50)*0.005)),IF($G1572=21,(1-(($E1572-50)*0.005)),1))),1),0)))","v":239},0.98,0.98,0.98,132,144,183,57,62,79,2.4280991917074727E-2,2.839906595709886E-2,4.4635398806030152E-2,1.1000000000000001,5.5,5.9,7.9,null,1938,null,0.9,null,null,0,13.2,15.1,21.85,null,1,1,1,132,144,183,null,0,0,0,1,{"$error":"#VALUE!"},3682,458,{"$error":"#VALUE!"},0.81466996609637188,0.75619868948084668,null,1,1,0.99999999999999978,0.99999999999999978,null,0]
["1651801510",{"$f":"'DBH-Upgrade'!$K$8-$CL1580","v":50},10,1,65,180,15,16.5,0,26,30,46,2768,{"$f":"IF($B1580>$F1580,0,IF($C1580>$G1580,0,ROUND((((($F1580-$B1580)/100)*IF('DBH-Upgrade'!$K$6='DBH-Upgrade'!$K$8,$BZ1594,($BE1580/(($F1580-18)/100))))+((($B1580-18)/100)*$CA1594))*$CE1594,0)))","v":{"$error":"#VALUE!"}},{"$f":"IF($B1580>$F1580,0,IF($C1580>$G1580,0,ROUND((((($F1580-$B1580)/100)*IF('DBH-Upgrade'!$K$6='DBH-Upgrade'!$K$8,$BZ1594,($BE1580/(($F1580-18)/100))))+((($B1580-18)/100)*$CA1594))*$CD1594,0)))","v":{"$error":"#VALUE!"}},{"$f":"IF($B1580>$F1580,0,IF($C1580>$G1580,0,ROUND(((($F1580-$B1580)/100)*IF('DBH-Upgrade'!$K$6='DBH-Upgrade'!$K$8,$BZ1594,($BE1580/(($F1580-18)/100))))+((($B1580-18)/100)*$CA1594),0)))","v":{"$error":"#VALUE!"}},1.5,1.08,1.08,1.08,2768,{"$f":"IF($B1580>$F1580,0,IF($C1580>$G1580,0,ROUND(((($F1580-$B1580)/100)*(IF('DBH-Upgrade'!$K$6='DBH-Upgrade'!$K$8,$BZ1594,($BE1580/(($F1580-18)/100))))*$CH1594)+((($B1580-18)/100)*$CA1594*$CE1594*$CG1594),0)))","v":{"$error":"#VALUE!"}},{"$f":"IF($B1580>$F1580,0,IF($C1580>$G1580,0,ROUND(((($F1580-$B1580)/100)*(IF('DBH-Upgrade'!$K$6='DBH-Upgrade'!$K$8,$BZ1594,($BE1580/(($F1580-18)/100))))*$CH1594)+((($B1580-18)/100)*$CA1594*$CD1594*$CG1594),0)))","v":{"$error":"#VALUE!"}},{"$f":"IF($B1580>$F1580,0,IF($C1580>$G1580,0,ROUND(((($F1580-$B1580)/100)*(IF('DBH-Upgrade'!$K$6='DBH-Upgrade'!$K$8,$BZ1594,($BE1580/(($F1580-18)/100))))*$CH1594)+((($B1580-18)/100)*$CA1594*$CG1594),0)))","v":{"$error":"#VALUE!"}},238,{"$error":"#VALUE!"},{"$error":"#VALUE!"},{"$error":"#VALUE!"},0.34093801157136222,{"$error":"#VALUE!"},{"$error":"#VALUE!"},{"$error":"#VALUE!"},2.0829999999999999E-4,1.724,2,4.6182900000000003E-4,{"$f":"IF($B1580>$F1580,0,IF($C1580>$G1580,0,ROUND((((($F1580-$B1580)/100)*IF('DBH-Upgrade'!$K$6='DBH-Upgrade'!$K$8,$CC1594,($BF1580/(($F1580-18)/100))))+((($B1580-18)/100)*$CB1594))*IF($E1580>50,IF($G1580=11,(1-(($E1580-50)*0.005)),IF($G1580=16,(1-(($E1580-50)*0.005)),IF($G1580=21,(1-(($E1580-50)*0.005)),1))),1)*$CE1594,0)))","v":{"$error":"#VALUE!"}},{"$f":"IF($B1580>$F1580,0,IF($C1580>$G1580,0,ROUND((((($F1580-$B1580)/100)*IF('DBH-Upgrade'!$K$6='DBH-Upgrade'!$K$8,$CC1594,($BF1580/(($F1580-18)/100))))+((($B1580-18)/100)*$CB1594))*IF($E1580>50,IF($G1580=11,(1-(($E1580-50)*0.005)),IF($G1580=16,(1-(($E1580-50)*0.005)),IF($G1580=21,(1-(($E1580-50)*0.005)),1))),1)*$CD1594,0)))","v":{"$error":"#VALUE!"}},{"$f":"IF($B1580>$F1580,0,IF($C1580>$G1580,0,ROUND((((($F1580-$B1580)/100)*IF('DBH-Upgrade'!$K$6='DBH-Upgrade'!$K$8,$CC1594,($BF1580/(($F1580-18)/100))))+((($B1580-18)/100)*$CB1594))*IF($E1580>50,IF($G1580=11,(1-(($E1580-50)*0.005)),IF($G1580=16,(1-(($E1580-50)*0.005)),IF($G1580=21,(1-(($E1580-50)*0.005)),1))),1),0)))","v":{"$error":"#VALUE!"}},1.01,1.01,1.01,107,114,163,46,49,70,1.4549646249882364E-2,1.6411771649657025E-2,3.2432477946213678E-2,1.8,5.5,5.9,7.9,null,3460,null,0.8,null,null,0,13.2,15.1,21.85,null,1,1,1,107,114,163,null,0,0,0,1,1127,2539,352,62,0.79292312789827257,0.73211718284521199,null,1,1,0.99999999999999978,0.99999999999999978,null,20]
["1651801610",{"$f":"'DBH-Upgrade'!$K$8-$CL1581","v":50},10,1,65,180,16,16.5,0,26,30,46,2659.48,{"$f":"IF($B1581>$F1581,0,IF($C1581>$G1581,0,ROUND((((($F1581-$B1581)/100)*IF('DBH-Upgrade'!$K$6='DBH-Upgrade'!$K$8,$BZ1595,($BE1581/(($F1581-18)/100))))+((($B1581-18)/100)*$CA1595))*$CE1595,0)))","v":{"$error":"#VALUE!"}},{"$f":"IF($B1581>$F1581,0,IF($C1581>$G1581,0,ROUND((((($F1581-$B1581)/100)*IF('DBH-Upgrade'!$K$6='DBH-Upgrade'!$K$8,$BZ1595,($BE1581/(($F1581-18)/100))))+((($B1581-18)/100)*$CA1595))*$CD1595,0)))","v":{"$error":"#VALUE!"}},{"$f":"IF($B1581>$F1581,0,IF($C1581>$G1581,0,ROUND(((($F1581-$B1581)/100)*IF('DBH-Upgrade'!$K$6='DBH-Upgrade'!$K$8,$BZ1595,($BE1581/(($F1581-18)/100))))+((($B1581-18)/100)*$CA1595),0)))","v":{"$error":"#VALUE!"}},1.5,1.1000000000000001,1.1000000000000001,1.1000000000000001,2659,{"$f":"IF($B1581>$F1581,0,IF($C1581>$G1581,0,ROUND(((($F1581-$B1581)/100)*(IF('DBH-Upgrade'!$K$6='DBH-Upgrade'!$K$8,$BZ1595,($BE1581/(($F1581-18)/100))))*$CH1595)+((($B1581-18)/100)*$CA1595*$CE1595*$CG1595),0)))","v":{"$error":"#VALUE!"}},{"$f":"IF($B1581>$F1581,0,IF($C1581>$G1581,0,ROUND(((($F1581-$B1581)/100)*(IF('DBH-Upgrade'!$K$6='DBH-Upgrade'!$K$8,$BZ1595,($BE1581/(($F1581-18)/100))))*$CH1595)+((($B1581-18)/100)*$CA1595*$CD1595*$CG1595),0)))","v":{"$error":"#VALUE!"}},{"$f":"IF($B1581>$F1581,0,IF($C1581>$G1581,0,ROUND(((($F1581-$B1581)/100)*(IF('DBH-Upgrade'!$K$6='DBH-Upgrade'!$K$8,$BZ1595,($BE1581/(($F1581-18)/100))))*$CH1595)+((($B1581-18)/100)*$CA1595*$CG1595),0)))","v":{"$error":"#VALUE!"}},229,{"$error":"#VALUE!"},{"$error":"#VALUE!"},{"$error":"#VALUE!"},0.8740558362030848,{"$error":"#VALUE!"},{"$error":"#VALUE!"},{"$error":"#VALUE!"},2.0829999999999999E-4,1.724,4,1.392796E-3,{"$f":"IF($B1581>$F1581,0,IF($C1581>$G1581,0,ROUND((((($F1581-$B1581)/100)*IF('DBH-Upgrade'!$K$6='DBH-Upgrade'!$K$8,$CC1595,($BF1581/(($F1581-18)/100))))+((($B1581-18)/100)*$CB1595))*IF($E1581>50,IF($G1581=11,(1-(($E1581-50)*0.005)),IF($G1581=16,(1-(($E1581-50)*0.005)),IF($G1581=21,(1-(($E1581-50)*0.005)),1))),1)*$CE1595,0)))","v":{"$error":"#VALUE!"}},{"$f":"IF($B1581>$F1581,0,IF($C1581>$G1581,0,ROUND((((($F1581-$B1581)/100)*IF('DBH-Upgrade'!$K$6='DBH-Upgrade'!$K$8,$CC1595,($BF1581/(($F1581-18)/100))))+((($B1581-18)/100)*$CB1595))*IF($E1581>50,IF($G1581=11,(1-(($E1581-50)*0.005)),IF($G1581=16,(1-(($E1581-50)*0.005)),IF($G1581=21,(1-(($E1581-50)*0.005)),1))),1)*$CD1595,0)))","v":{"$error":"#VALUE!"}},{"$f":"IF($B1581>$F1581,0,IF($C1581>$G1581,0,ROUND((((($F1581-$B1581)/100)*IF('DBH-Upgrade'!$K$6='DBH-Upgrade'!$K$8,$CC1595,($BF1581/(($F1581-18)/100))))+((($B1581-18)/100)*$CB1595))*IF($E1581>50,IF($G1581=11,(1-(($E1581-50)*0.005)),IF($G1581=16,(1-(($E1581-50)*0.005)),IF($G1581=21,(1-(($E1581-50)*0.005)),1))),1),0)))","v":{"$error":"#VALUE!"}},0.95,0.95,0.95,175,187,267,75,80,115,9.9879438416159608E-2,0.11317655567166254,0.22878348644911675,3.6,5.5,5.9,7.9,null,3911,null,0.68,null,null,0,13.2,15.1,21.85,null,1,1,1,175,187,267,null,0,0,0,1,2263,3445,577,50,0.79292312789827257,0.73211718284521199,null,1,1,0.99999999999999978,0.99999999999999978,null,20]
["1652002110",{"$f":"'DBH-Upgrade'!$K$8-$CL1589","v":70},10,1,65,200,21,21.5,0,26,30,46.5,4848,{"$f":"IF($B1589>$F1589,0,IF($C1589>$G1589,0,ROUND((((($F1589-$B1589)/100)*IF('DBH-Upgrade'!$K$6='DBH-Upgrade'!$K$8,$BZ1603,($BE1589/(($F1589-18)/100))))+((($B1589-18)/100)*$CA1603))*$CE1603,0)))","v":{"$error":"#VALUE!"}},{"$f":"IF($B1589>$F1589,0,IF($C1589>$G1589,0,ROUND((((($F1589-$B1589)/100)*IF('DBH-Upgrade'!$K$6='DBH-Upgrade'!$K$8,$BZ1603,($BE1589/(($F1589-18)/100))))+((($B1589-18)/100)*$CA1603))*$CD1603,0)))","v":{"$error":"#VALUE!"}},{"$f":"IF($B1589>$F1589,0,IF($C1589>$G1589,0,ROUND(((($F1589-$B1589)/100)*IF('DBH-Upgrade'!$K$6='DBH-Upgrade'!$K$8,$BZ1603,($BE1589/(($F1589-18)/100))))+((($B1589-18)/100)*$CA1603),0)))","v":{"$error":"#VALUE!"}},1.5,1.05,1.05,1.05,4848,{"$f":"IF($B1589>$F1589,0,IF($C1589>$G1589,0,ROUND(((($F1589-$B1589)/100)*(IF('DBH-Upgrade'!$K$6='DBH-Upgrade'!$K$8,$BZ1603,($BE1589/(($F1589-18)/100))))*$CH1603)+((($B1589-18)/100)*$CA1603*$CE1603*$CG1603),0)))","v":{"$error":"#VALUE!"}},{"$f":"IF($B1589>$F1589,0,IF($C1589>$G1589,0,ROUND(((($F1589-$B1589)/100)*(IF('DBH-Upgrade'!$K$6='DBH-Upgrade'!$K$8,$BZ1603,($BE1589/(($F1589-18)/100))))*$CH1603)+((($B1589-18)/100)*$CA1603*$CD1603*$CG1603),0)))","v":{"$error":"#VALUE!"}},{"$f":"IF($B1589>$F1589,0,IF($C1589>$G1589,0,ROUND(((($F1589-$B1589)/100)*(IF('DBH-Upgrade'!$K$6='DBH-Upgrade'!$K$8,$BZ1603,($BE1589/(($F1589-18)/100))))*$CH1603)+((($B1589-18)/100)*$CA1603*$CG1603),0)))","v":{"$error":"#VALUE!"}},417,{"$error":"#VALUE!"},{"$error":"#VALUE!"},{"$error":"#VALUE!"},1.1777837386014038,{"$error":"#VALUE!"},{"$error":"#VALUE!"},{"$error":"#VALUE!"},1.2760000000000001E-4,1.7219,4,5.1420100000000005E-4,{"$f":"IF($B1589>$F1589,0,IF($C1589>$G1589,0,ROUND((((($F1589-$B1589)/100)*IF('DBH-Upgrade'!$K$6='DBH-Upgrade'!$K$8,$CC1603,($BF1589/(($F1589-18)/100))))+((($B1589-18)/100)*$CB1603))*IF($E1589>50,IF($G1589=11,(1-(($E1589-50)*0.005)),IF($G1589=16,(1-(($E1589-50)*0.005)),IF($G1589=21,(1-(($E1589-50)*0.005)),1))),1)*$CE1603,0)))","v":{"$error":"#VALUE!"}},{"$f":"IF($B1589>$F1589,0,IF($C1589>$G1589,0,ROUND((((($F1589-$B1589)/100)*IF('DBH-Upgrade'!$K$6='DBH-Upgrade'!$K$8,$CC1603,($BF1589/(($F1589-18)/100))))+((($B1589-18)/100)*$CB1603))*IF($E1589>50,IF($G1589=11,(1-(($E1589-50)*0.005)),IF($G1589=16,(1-(($E1589-50)*0.005)),IF($G1589=21,(1-(($E1589-50)*0.005)),1))),1)*$CD1603,0)))","v":{"$error":"#VALUE!"}},{"$f":"IF($B1589>$F1589,0,IF($C1589>$G1589,0,ROUND((((($F1589-$B1589)/100)*IF('DBH-Upgrade'!$K$6='DBH-Upgrade'!$K$8,$CC1603,($BF1589/(($F1589-18)/100))))+((($B1589-18)/100)*$CB1603))*IF($E1589>50,IF($G1589=11,(1-(($E1589-50)*0.005)),IF($G1589=16,(1-(($E1589-50)*0.005)),IF($G1589=21,(1-(($E1589-50)*0.005)),1))),1),0)))","v":{"$error":"#VALUE!"}},0.85,0.85,0.85,256,270,390,110,116,168,9.1368018877158327E-2,0.1011117227352878,0.20524500120655126,5.3,5.5,5.9,7.9,null,6060,null,0.8,null,null,0,13.2,15.1,21.85,null,1,1,1,256,270,390,null,0,0,0,1,{"$error":"#VALUE!"},4479,834,{"$error":"#VALUE!"},0.70153112340864476,0.65706930534609798,null,1,1,0.99999999999999978,0.99999999999999978,null,0]
[{"$f":"CONCATENATE(D1595,E1595,F1595,G1595,C1595)","v":"1652202110"},{"$f":"'DBH-Upgrade'!$K$8-$CL1595","v":70},10,1,65,220,21,21.5,0,26,30,46.9,4974.4695652173923,{"$f":"IF($B1595>$F1595,0,IF($C1595>$G1595,0,ROUND((((($F1595-$B1595)/100)*IF('DBH-Upgrade'!$K$6='DBH-Upgrade'!$K$8,$BZ1609,($BE1595/(($F1595-18)/100))))+((($B1595-18)/100)*$CA1609))*$CE1609,0)))","v":{"$error":"#VALUE!"}},{"$f":"IF($B1595>$F1595,0,IF($C1595>$G1595,0,ROUND((((($F1595-$B1595)/100)*IF('DBH-Upgrade'!$K$6='DBH-Upgrade'!$K$8,$BZ1609,($BE1595/(($F1595-18)/100))))+((($B1595-18)/100)*$CA1609))*$CD1609,0)))","v":{"$error":"#VALUE!"}},{"$f":"IF($B1595>$F1595,0,IF($C1595>$G1595,0,ROUND(((($F1595-$B1595)/100)*IF('DBH-Upgrade'!$K$6='DBH-Upgrade'!$K$8,$BZ1609,($BE1595/(($F1595-18)/100))))+((($B1595-18)/100)*$CA1609),0)))","v":{"$error":"#VALUE!"}},{"$f":"IF(B1595=0,IF(E1595=35,IF(G1595=10,1.399,IF(G1595=11,1.44,IF(G1595=15,1.39,IF(G1595=16,1.458,IF(G1595=20,1.39,IF(G1595=21,1.472,1)))))),IF(E1595=50,IF(G1595=10,1.385,IF(G1595=11,1.438,IF(G1595=15,1.373,IF(G1595=16,1.464,IF(G1595=20,1.373,IF(G1595=21,1.485,1)))))),IF(E1595=65,IF(G1595=10,1.371,IF(G1595=11,1.437,IF(G1595=15,1.355,IF(G1595=16,1.47,IF(G1595=20,1.355,IF(G1595=21,1.497,1)))))),IF(E1595=95,IF(G1595=10,1.343,IF(G1595=11,1.434,IF(G1595=15,1.32,IF(G1595=16,1.482,IF(G1595=20,1.32,IF(G1595=21,1.522,1)))))),\"ERROR\")))),1.5)","v":1.5},1.05,1.05,1.05,4974,{"$f":"IF($B1595>$F1595,0,IF($C1595>$G1595,0,ROUND(((($F1595-$B1595)/100)*(IF('DBH-Upgrade'!$K$6='DBH-Upgrade'!$K$8,$BZ1609,($BE1595/(($F1595-18)/100))))*$CH1609)+((($B1595-18)/100)*$CA1609*$CE1609*$CG1609),0)))","v":{"$error":"#VALUE!"}},{"$f":"IF($B1595>$F1595,0,IF($C1595>$G1595,0,ROUND(((($F1595-$B1595)/100)*(IF('DBH-Upgrade'!$K$6='DBH-Upgrade'!$K$8,$BZ1609,($BE1595/(($F1595-18)/100))))*$CH1609)+((($B1595-18)/100)*$CA1609*$CD1609*$CG1609),0)))","v":{"$error":"#VALUE!"}},{"$f":"IF($B1595>$F1595,0,IF($C1595>$G1595,0,ROUND(((($F1595-$B1595)/100)*(IF('DBH-Upgrade'!$K$6='DBH-Upgrade'!$K$8,$BZ1609,($BE1595/(($F1595-18)/100))))*$CH1609)+((($B1595-18)/100)*$CA1609*$CG1609),0)))","v":{"$error":"#VALUE!"}},428,{"$error":"#VALUE!"},{"$error":"#VALUE!"},{"$error":"#VALUE!"},1.2724309061679657,{"$error":"#VALUE!"},{"$error":"#VALUE!"},{"$error":"#VALUE!"},1.2760000000000001E-4,1.7219,4,5.1420100000000005E-4,{"$f":"IF($B1595>$F1595,0,IF($C1595>$G1595,0,ROUND((((($F1595-$B1595)/100)*IF('DBH-Upgrade'!$K$6='DBH-Upgrade'!$K$8,$CC1609,($BF1595/(($F1595-18)/100))))+((($B1595-18)/100)*$CB1609))*IF($E1595>50,IF($G1595=11,(1-(($E1595-50)*0.005)),IF($G1595=16,(1-(($E1595-50)*0.005)),IF($G1595=21,(1-(($E1595-50)*0.005)),1))),1)*$CE1609,0)))","v":{"$error":"#VALUE!"}},{"$f":"IF($B1595>$F1595,0,IF($C1595>$G1595,0,ROUND((((($F1595-$B1595)/100)*IF('DBH-Upgrade'!$K$6='DBH-Upgrade'!$K$8,$CC1609,($BF1595/(($F1595-18)/100))))+((($B1595-18)/100)*$CB1609))*IF($E1595>50,IF($G1595=11,(1-(($E1595-50)*0.005)),IF($G1595=16,(1-(($E1595-50)*0.005)),IF($G1595=21,(1-(($E1595-50)*0.005)),1))),1)*$CD1609,0)))","v":{"$error":"#VALUE!"}},{"$f":"IF($B1595>$F1595,0,IF($C1595>$G1595,0,ROUND((((($F1595-$B1595)/100)*IF('DBH-Upgrade'!$K$6='DBH-Upgrade'!$K$8,$CC1609,($BF1595/(($F1595-18)/100))))+((($B1595-18)/100)*$CB1609))*IF($E1595>50,IF($G1595=11,(1-(($E1595-50)*0.005)),IF($G1595=16,(1-(($E1595-50)*0.005)),IF($G1595=21,(1-(($E1595-50)*0.005)),1))),1),0)))","v":{"$error":"#VALUE!"}},0.85,0.85,0.85,257,267,390,111,115,168,9.6285672598956748E-2,0.10299059741974273,0.21203589266898137,5.9,5.5,5.9,7.9,null,6218.0869565217399,null,0.8,null,null,0,13.2,15.1,21.85,null,1,1,1,257,267,390,null,0,0,0,1,{"$error":"#VALUE!"},4479,834,{"$error":"#VALUE!"},0.70153112340864476,0.65706930534609798,null,1,1,0.99999999999999978,0.99999999999999978,null,{"$f":"IF($G1595=10,IF($F1595=280,20,IF($F1595=300,40,0)),IF($G1595=11,IF($F1595=280,20,IF($F1595=300,40,0)),IF($G1595=15,IF($F1595=70,10,IF($F1595=110,10,IF($F1595=180,20,IF($F1595=260,20,IF($F1595=300,20,0))))),IF($G1595=16,IF($F1595=70,10,IF($F1595=110,10,IF($F1595=180,20,IF($F1595=260,20,IF($F1595=300,20,0))))),IF($G1595=20,IF($F1595=70,10,IF($F1595=110,10,IF($F1595=180,20,IF($F1595=260,20,IF($F1595=300,20,0))))),IF($G1595=21,IF($F1595=70,10,IF($F1595=110,10,IF($F1595=180,20,IF($F1595=260,20,IF($F1595=300,20,0))))),\"Error\"))))))","v":0}]
["1652402110",{"$f":"'DBH-Upgrade'!$K$8-$CL1601","v":70},10,1,65,240,21,21.5,0,26,30,47.2,5817.6,{"$f":"IF($B1601>$F1601,0,IF($C1601>$G1601,0,ROUND((((($F1601-$B1601)/100)*IF('DBH-Upgrade'!$K$6='DBH-Upgrade'!$K$8,$BZ1615,($BE1601/(($F1601-18)/100))))+((($B1601-18)/100)*$CA1615))*$CE1615,0)))","v":{"$error":"#VALUE!"}},{"$f":"IF($B1601>$F1601,0,IF($C1601>$G1601,0,ROUND((((($F1601-$B1601)/100)*IF('DBH-Upgrade'!$K$6='DBH-Upgrade'!$K$8,$BZ1615,($BE1601/(($F1601-18)/100))))+((($B1601-18)/100)*$CA1615))*$CD1615,0)))","v":{"$error":"#VALUE!"}},{"$f":"IF($B1601>$F1601,0,IF($C1601>$G1601,0,ROUND(((($F1601-$B1601)/100)*IF('DBH-Upgrade'!$K$6='DBH-Upgrade'!$K$8,$BZ1615,($BE1601/(($F1601-18)/100))))+((($B1601-18)/100)*$CA1615),0)))","v":{"$error":"#VALUE!"}},1.5,1.05,1.05,1.05,5818,{"$f":"IF($B1601>$F1601,0,IF($C1601>$G1601,0,ROUND(((($F1601-$B1601)/100)*(IF('DBH-Upgrade'!$K$6='DBH-Upgrade'!$K$8,$BZ1615,($BE1601/(($F1601-18)/100))))*$CH1615)+((($B1601-18)/100)*$CA1615*$CE1615*$CG1615),0)))","v":{"$error":"#VALUE!"}},{"$f":"IF($B1601>$F1601,0,IF($C1601>$G1601,0,ROUND(((($F1601-$B1601)/100)*(IF('DBH-Upgrade'!$K$6='DBH-Upgrade'!$K$8,$BZ1615,($BE1601/(($F1601-18)/100))))*$CH1615)+((($B1601-18)/100)*$CA1615*$CD1615*$CG1615),0)))","v":{"$error":"#VALUE!"}},{"$f":"IF($B1601>$F1601,0,IF($C1601>$G1601,0,ROUND(((($F1601-$B1601)/100)*(IF('DBH-Upgrade'!$K$6='DBH-Upgrade'!$K$8,$BZ1615,($BE1601/(($F1601-18)/100))))*$CH1615)+((($B1601-18)/100)*$CA1615*$CG1615),0)))","v":{"$error":"#VALUE!"}},500,{"$error":"#VALUE!"},{"$error":"#VALUE!"},{"$error":"#VALUE!"},1.760786175999727,{"$error":"#VALUE!"},{"$error":"#VALUE!"},{"$error":"#VALUE!"},1.2760000000000001E-4,1.7219,4,5.1420100000000005E-4,{"$f":"IF($B1601>$F1601,0,IF($C1601>$G1601,0,ROUND((((($F1601-$B1601)/100)*IF('DBH-Upgrade'!$K$6='DBH-Upgrade'!$K$8,$CC1615,($BF1601/(($F1601-18)/100))))+((($B1601-18)/100)*$CB1615))*IF($E1601>50,IF($G1601=11,(1-(($E1601-50)*0.005)),IF($G1601=16,(1-(($E1601-50)*0.005)),IF($G1601=21,(1-(($E1601-50)*0.005)),1))),1)*$CE1615,0)))","v":{"$error":"#VALUE!"}},{"$f":"IF($B1601>$F1601,0,IF($C1601>$G1601,0,ROUND((((($F1601-$B1601)/100)*IF('DBH-Upgrade'!$K$6='DBH-Upgrade'!$K$8,$CC1615,($BF1601/(($F1601-18)/100))))+((($B1601-18)/100)*$CB1615))*IF($E1601>50,IF($G1601=11,(1-(($E1601-50)*0.005)),IF($G1601=16,(1-(($E1601-50)*0.005)),IF($G1601=21,(1-(($E1601-50)*0.005)),1))),1)*$CD1615,0)))","v":{"$error":"#VALUE!"}},{"$f":"IF($B1601>$F1601,0,IF($C1601>$G1601,0,ROUND((((($F1601-$B1601)/100)*IF('DBH-Upgrade'!$K$6='DBH-Upgrade'!$K$8,$CC1615,($BF1601/(($F1601-18)/100))))+((($B1601-18)/100)*$CB1615))*IF($E1601>50,IF($G1601=11,(1-(($E1601-50)*0.005)),IF($G1601=16,(1-(($E1601-50)*0.005)),IF($G1601=21,(1-(($E1601-50)*0.005)),1))),1),0)))","v":{"$error":"#VALUE!"}},0.85,0.85,0.85,257,266,390,111,114,168,9.9612332277279392E-2,0.10477708501657459,0.21882678413141146,6.4,5.5,5.9,7.9,null,7272,null,0.8,null,null,0,13.2,15.1,21.85,null,1,1,1,257,266,390,null,0,0,0,1,{"$error":"#VALUE!"},4479,834,{"$error":"#VALUE!"},0.69291747680457172,0.65762042960065581,null,1,1,0.99999999999999978,0.99999999999999978,null,0]
["1652802110",{"$f":"'DBH-Upgrade'!$K$8-$CL1613","v":70},10,1,65,280,21,21.5,0,26,30,47.8,6787.2000000000007,{"$f":"IF($B1613>$F1613,0,IF($C1613>$G1613,0,ROUND((((($F1613-$B1613)/100)*IF('DBH-Upgrade'!$K$6='DBH-Upgrade'!$K$8,$BZ1627,($BE1613/(($F1613-18)/100))))+((($B1613-18)/100)*$CA1627))*$CE1627,0)))","v":{"$error":"#VALUE!"}},{"$f":"IF($B1613>$F1613,0,IF($C1613>$G1613,0,ROUND((((($F1613-$B1613)/100)*IF('DBH-Upgrade'!$K$6='DBH-Upgrade'!$K$8,$BZ1627,($BE1613/(($F1613-18)/100))))+((($B1613-18)/100)*$CA1627))*$CD1627,0)))","v":{"$error":"#VALUE!"}},{"$f":"IF($B1613>$F1613,0,IF($C1613>$G1613,0,ROUND(((($F1613-$B1613)/100)*IF('DBH-Upgrade'!$K$6='DBH-Upgrade'!$K$8,$BZ1627,($BE1613/(($F1613-18)/100))))+((($B1613-18)/100)*$CA1627),0)))","v":{"$error":"#VALUE!"}},1.5,1.05,1.05,1.05,6787,{"$f":"IF($B1613>$F1613,0,IF($C1613>$G1613,0,ROUND(((($F1613-$B1613)/100)*(IF('DBH-Upgrade'!$K$6='DBH-Upgrade'!$K$8,$BZ1627,($BE1613/(($F1613-18)/100))))*$CH1627)+((($B1613-18)/100)*$CA1627*$CE1627*$CG1627),0)))","v":{"$error":"#VALUE!"}},{"$f":"IF($B1613>$F1613,0,IF($C1613>$G1613,0,ROUND(((($F1613-$B1613)/100)*(IF('DBH-Upgrade'!$K$6='DBH-Upgrade'!$K$8,$BZ1627,($BE1613/(($F1613-18)/100))))*$CH1627)+((($B1613-18)/100)*$CA1627*$CD1627*$CG1627),0)))","v":{"$error":"#VALUE!"}},{"$f":"IF($B1613>$F1613,0,IF($C1613>$G1613,0,ROUND(((($F1613-$B1613)/100)*(IF('DBH-Upgrade'!$K$6='DBH-Upgrade'!$K$8,$BZ1627,($BE1613/(($F1613-18)/100))))*$CH1627)+((($B1613-18)/100)*$CA1627*$CG1627),0)))","v":{"$error":"#VALUE!"}},584,{"$error":"#VALUE!"},{"$error":"#VALUE!"},{"$error":"#VALUE!"},2.4892782901750468,{"$error":"#VALUE!"},{"$error":"#VALUE!"},{"$error":"#VALUE!"},1.2760000000000001E-4,1.7219,4,5.1420100000000005E-4,{"$f":"IF($B1613>$F1613,0,IF($C1613>$G1613,0,ROUND((((($F1613-$B1613)/100)*IF('DBH-Upgrade'!$K$6='DBH-Upgrade'!$K$8,$CC1627,($BF1613/(($F1613-18)/100))))+((($B1613-18)/100)*$CB1627))*IF($E1613>50,IF($G1613=11,(1-(($E1613-50)*0.005)),IF($G1613=16,(1-(($E1613-50)*0.005)),IF($G1613=21,(1-(($E1613-50)*0.005)),1))),1)*$CE1627,0)))","v":{"$error":"#VALUE!"}},{"$f":"IF($B1613>$F1613,0,IF($C1613>$G1613,0,ROUND((((($F1613-$B1613)/100)*IF('DBH-Upgrade'!$K$6='DBH-Upgrade'!$K$8,$CC1627,($BF1613/(($F1613-18)/100))))+((($B1613-18)/100)*$CB1627))*IF($E1613>50,IF($G1613=11,(1-(($E1613-50)*0.005)),IF($G1613=16,(1-(($E1613-50)*0.005)),IF($G1613=21,(1-(($E1613-50)*0.005)),1))),1)*$CD1627,0)))","v":{"$error":"#VALUE!"}},{"$f":"IF($B1613>$F1613,0,IF($C1613>$G1613,0,ROUND((((($F1613-$B1613)/100)*IF('DBH-Upgrade'!$K$6='DBH-Upgrade'!$K$8,$CC1627,($BF1613/(($F1613-18)/100))))+((($B1613-18)/100)*$CB1627))*IF($E1613>50,IF($G1613=11,(1-(($E1613-50)*0.005)),IF($G1613=16,(1-(($E1613-50)*0.005)),IF($G1613=21,(1-(($E1613-50)*0.005)),1))),1),0)))","v":{"$error":"#VALUE!"}},0.85,0.85,0.85,257,262,390,111,113,168,0.10626565163392467,0.10990273261584786,0.23240856705627166,7.5,5.5,5.9,7.9,null,8484,null,0.8,null,null,0,13.2,15.1,21.85,null,1,1,1,257,262,390,null,0,0,0,1,{"$error":"#VALUE!"},4479,834,{"$error":"#VALUE!"},0.68190440163328403,0.65796861393376183,null,1,1,0.99999999999999978,0.99999999999999978,null,0]
["195601510",{"$f":"'DBH-Upgrade'!$K$8-$CL1616","v":70},10,1,95,60,15,16.5,0,26,30,40,1030.4000000000001,{"$f":"IF($B1616>$F1616,0,IF($C1616>$G1616,0,ROUND((((($F1616-$B1616)/100)*IF('DBH-Upgrade'!$K$6='DBH-Upgrade'!$K$8,$BZ1630,($BE1616/(($F1616-18)/100))))+((($B1616-18)/100)*$CA1630))*$CE1630,0)))","v":0},{"$f":"IF($B1616>$F1616,0,IF($C1616>$G1616,0,ROUND((((($F1616-$B1616)/100)*IF('DBH-Upgrade'!$K$6='DBH-Upgrade'!$K$8,$BZ1630,($BE1616/(($F1616-18)/100))))+((($B1616-18)/100)*$CA1630))*$CD1630,0)))","v":0},{"$f":"IF($B1616>$F1616,0,IF($C1616>$G1616,0,ROUND(((($F1616-$B1616)/100)*IF('DBH-Upgrade'!$K$6='DBH-Upgrade'!$K$8,$BZ1630,($BE1616/(($F1616-18)/100))))+((($B1616-18)/100)*$CA1630),0)))","v":0},1.5,1.08,1.08,1.08,1030,{"$f":"IF($B1616>$F1616,0,IF($C1616>$G1616,0,ROUND(((($F1616-$B1616)/100)*(IF('DBH-Upgrade'!$K$6='DBH-Upgrade'!$K$8,$BZ1630,($BE1616/(($F1616-18)/100))))*$CH1630)+((($B1616-18)/100)*$CA1630*$CE1630*$CG1630),0)))","v":0},{"$f":"IF($B1616>$F1616,0,IF($C1616>$G1616,0,ROUND(((($F1616-$B1616)/100)*(IF('DBH-Upgrade'!$K$6='DBH-Upgrade'!$K$8,$BZ1630,($BE1616/(($F1616-18)/100))))*$CH1630)+((($B1616-18)/100)*$CA1630*$CD1630*$CG1630),0)))","v":0},{"$f":"IF($B1616>$F1616,0,IF($C1616>$G1616,0,ROUND(((($F1616-$B1616)/100)*(IF('DBH-Upgrade'!$K$6='DBH-Upgrade'!$K$8,$BZ1630,($BE1616/(($F1616-18)/100))))*$CH1630)+((($B1616-18)/100)*$CA1630*$CG1630),0)))","v":0},89,0,0,0,4.0122114249192507E-2,0,0,0,2.0829999999999999E-4,1.724,2,4.6182900000000003E-4,{"$f":"IF($B1616>$F1616,0,IF($C1616>$G1616,0,ROUND((((($F1616-$B1616)/100)*IF('DBH-Upgrade'!$K$6='DBH-Upgrade'!$K$8,$CC1630,($BF1616/(($F1616-18)/100))))+((($B1616-18)/100)*$CB1630))*IF($E1616>50,IF($G1616=11,(1-(($E1616-50)*0.005)),IF($G1616=16,(1-(($E1616-50)*0.005)),IF($G1616=21,(1-(($E1616-50)*0.005)),1))),1)*$CE1630,0)))","v":0},{"$f":"IF($B1616>$F1616,0,IF($C1616>$G1616,0,ROUND((((($F1616-$B1616)/100)*IF('DBH-Upgrade'!$K$6='DBH-Upgrade'!$K$8,$CC1630,($BF1616/(($F1616-18)/100))))+((($B1616-18)/100)*$CB1630))*IF($E1616>50,IF($G1616=11,(1-(($E1616-50)*0.005)),IF($G1616=16,(1-(($E1616-50)*0.005)),IF($G1616=21,(1-(($E1616-50)*0.005)),1))),1)*$CD1630,0)))","v":0},{"$f":"IF($B1616>$F1616,0,IF($C1616>$G1616,0,ROUND((((($F1616-$B1616)/100)*IF('DBH-Upgrade'!$K$6='DBH-Upgrade'!$K$8,$CC1630,($BF1616/(($F1616-18)/100))))+((($B1616-18)/100)*$CB1630))*IF($E1616>50,IF($G1616=11,(1-(($E1616-50)*0.005)),IF($G1616=16,(1-(($E1616-50)*0.005)),IF($G1616=21,(1-(($E1616-50)*0.005)),1))),1),0)))","v":0},1.01,1.01,1.01,0,0,0,0,0,0,0,0,0,0.6,"DBH-unit is too long!","DBH-unit is too long!","DBH-unit is too long!",null,1288,null,0.8,null,null,0,"DBH-unit is too long!","DBH-unit is too long!","DBH-unit is too long!",null,1,1,1,0,0,0,null,0,0,0,1,1127,2539,352,62,0.75,0.68,null,1,1,0.99999999999999978,0.99999999999999978,null,0]
["195701110",{"$f":"'DBH-Upgrade'!$K$8-$CL1621","v":70},10,1,95,70,11,11.5,0,26,30,41,854.7600000000001,{"$f":"IF($B1621>$F1621,0,IF($C1621>$G1621,0,ROUND((((($F1621-$B1621)/100)*IF('DBH-Upgrade'!$K$6='DBH-Upgrade'!$K$8,$BZ1635,($BE1621/(($F1621-18)/100))))+((($B1621-18)/100)*$CA1635))*$CE1635,0)))","v":1397},{"$f":"IF($B1621>$F1621,0,IF($C1621>$G1621,0,ROUND((((($F1621-$B1621)/100)*IF('DBH-Upgrade'!$K$6='DBH-Upgrade'!$K$8,$BZ1635,($BE1621/(($F1621-18)/100))))+((($B1621-18)/100)*$CA1635))*$CD1635,0)))","v":1498},{"$f":"IF($B1621>$F1621,0,IF($C1621>$G1621,0,ROUND(((($F1621-$B1621)/100)*IF('DBH-Upgrade'!$K$6='DBH-Upgrade'!$K$8,$BZ1635,($BE1621/(($F1621-18)/100))))+((($B1621-18)/100)*$CA1635),0)))","v":1791},1.5,1.1000000000000001,1.1000000000000001,1.1000000000000001,855,{"$f":"IF($B1621>$F1621,0,IF($C1621>$G1621,0,ROUND(((($F1621-$B1621)/100)*(IF('DBH-Upgrade'!$K$6='DBH-Upgrade'!$K$8,$BZ1635,($BE1621/(($F1621-18)/100))))*$CH1635)+((($B1621-18)/100)*$CA1635*$CE1635*$CG1635),0)))","v":1397},{"$f":"IF($B1621>$F1621,0,IF($C1621>$G1621,0,ROUND(((($F1621-$B1621)/100)*(IF('DBH-Upgrade'!$K$6='DBH-Upgrade'!$K$8,$BZ1635,($BE1621/(($F1621-18)/100))))*$CH1635)+((($B1621-18)/100)*$CA1635*$CD1635*$CG1635),0)))","v":1498},{"$f":"IF($B1621>$F1621,0,IF($C1621>$G1621,0,ROUND(((($F1621-$B1621)/100)*(IF('DBH-Upgrade'!$K$6='DBH-Upgrade'!$K$8,$BZ1635,($BE1621/(($F1621-18)/100))))*$CH1635)+((($B1621-18)/100)*$CA1635*$CG1635),0)))","v":1791},74,120,129,154,4.5934160191076906E-2,0.11600499755813,0.13329019125147809,0.18736507468697711,3.969E-4,1.7345999999999999,4,5.7428799999999995E-4,{"$f":"IF($B1621>$F1621,0,IF($C1621>$G1621,0,ROUND((((($F1621-$B1621)/100)*IF('DBH-Upgrade'!$K$6='DBH-Upgrade'!$K$8,$CC1635,($BF1621/(($F1621-18)/100))))+((($B1621-18)/100)*$CB1635))*IF($E1621>50,IF($G1621=11,(1-(($E1621-50)*0.005)),IF($G1621=16,(1-(($E1621-50)*0.005)),IF($G1621=21,(1-(($E1621-50)*0.005)),1))),1)*$CE1635,0)))","v":181},{"$f":"IF($B1621>$F1621,0,IF($C1621>$G1621,0,ROUND((((($F1621-$B1621)/100)*IF('DBH-Upgrade'!$K$6='DBH-Upgrade'!$K$8,$CC1635,($BF1621/(($F1621-18)/100))))+((($B1621-18)/100)*$CB1635))*IF($E1621>50,IF($G1621=11,(1-(($E1621-50)*0.005)),IF($G1621=16,(1-(($E1621-50)*0.005)),IF($G1621=21,(1-(($E1621-50)*0.005)),1))),1)*$CD1635,0)))","v":194},{"$f":"IF($B1621>$F1621,0,IF($C1621>$G1621,0,ROUND((((($F1621-$B1621)/100)*IF('DBH-Upgrade'!$K$6='DBH-Upgrade'!$K$8,$CC1635,($BF1621/(($F1621-18)/100))))+((($B1621-18)/100)*$CB1635))*IF($E1621>50,IF($G1621=11,(1-(($E1621-50)*0.005)),IF($G1621=16,(1-(($E1621-50)*0.005)),IF($G1621=21,(1-(($E1621-50)*0.005)),1))),1),0)))","v":233},0.95,0.95,0.95,234,251,300,101,108,129,8.3337593553421352E-2,9.4767092758545599E-2,0.13329019125147809,0.9,5.5,5.9,7.9,null,1257,null,0.68,null,null,0,13.2,15.1,21.85,null,1,1,1,234,251,300,null,0,0,0,1,{"$error":"#VALUE!"},5340,750,{"$error":"#VALUE!"},0.68190449384530405,0.65796861393376183,null,1,1,0.99999999999999978,0.99999999999999978,null,0]
["195901110",{"$f":"'DBH-Upgrade'!$K$8-$CL1633","v":70},10,1,95,90,11,11.5,0,26,30,42.4,1098.8800000000001,{"$f":"IF($B1633>$F1633,0,IF($C1633>$G1633,0,ROUND((((($F1633-$B1633)/100)*IF('DBH-Upgrade'!$K$6='DBH-Upgrade'!$K$8,$BZ1647,($BE1633/(($F1633-18)/100))))+((($B1633-18)/100)*$CA1647))*$CE1647,0)))","v":1713},{"$f":"IF($B1633>$F1633,0,IF($C1633>$G1633,0,ROUND((((($F1633-$B1633)/100)*IF('DBH-Upgrade'!$K$6='DBH-Upgrade'!$K$8,$BZ1647,($BE1633/(($F1633-18)/100))))+((($B1633-18)/100)*$CA1647))*$CD1647,0)))","v":1843},{"$f":"IF($B1633>$F1633,0,IF($C1633>$G1633,0,ROUND(((($F1633-$B1633)/100)*IF('DBH-Upgrade'!$K$6='DBH-Upgrade'!$K$8,$BZ1647,($BE1633/(($F1633-18)/100))))+((($B1633-18)/100)*$CA1647),0)))","v":2244},1.5,1.1000000000000001,1.1000000000000001,1.1000000000000001,1099,{"$f":"IF($B1633>$F1633,0,IF($C1633>$G1633,0,ROUND(((($F1633-$B1633)/100)*(IF('DBH-Upgrade'!$K$6='DBH-Upgrade'!$K$8,$BZ1647,($BE1633/(($F1633-18)/100))))*$CH1647)+((($B1633-18)/100)*$CA1647*$CE1647*$CG1647),0)))","v":1820},{"$f":"IF($B1633>$F1633,0,IF($C1633>$G1633,0,ROUND(((($F1633-$B1633)/100)*(IF('DBH-Upgrade'!$K$6='DBH-Upgrade'!$K$8,$BZ1647,($BE1633/(($F1633-18)/100))))*$CH1647)+((($B1633-18)/100)*$CA1647*$CD1647*$CG1647),0)))","v":1924},{"$f":"IF($B1633>$F1633,0,IF($C1633>$G1633,0,ROUND(((($F1633-$B1633)/100)*(IF('DBH-Upgrade'!$K$6='DBH-Upgrade'!$K$8,$BZ1647,($BE1633/(($F1633-18)/100))))*$CH1647)+((($B1633-18)/100)*$CA1647*$CG1647),0)))","v":2244},95,157,165,193,8.2492103999096608E-2,0.21449498652670967,0.23581464895791238,0.31803505832334938,3.969E-4,1.7345999999999999,4,5.7428799999999995E-4,{"$f":"IF($B1633>$F1633,0,IF($C1633>$G1633,0,ROUND((((($F1633-$B1633)/100)*IF('DBH-Upgrade'!$K$6='DBH-Upgrade'!$K$8,$CC1647,($BF1633/(($F1633-18)/100))))+((($B1633-18)/100)*$CB1647))*IF($E1633>50,IF($G1633=11,(1-(($E1633-50)*0.005)),IF($G1633=16,(1-(($E1633-50)*0.005)),IF($G1633=21,(1-(($E1633-50)*0.005)),1))),1)*$CE1647,0)))","v":183},{"$f":"IF($B1633>$F1633,0,IF($C1633>$G1633,0,ROUND((((($F1633-$B1633)/100)*IF('DBH-Upgrade'!$K$6='DBH-Upgrade'!$K$8,$CC1647,($BF1633/(($F1633-18)/100))))+((($B1633-18)/100)*$CB1647))*IF($E1633>50,IF($G1633=11,(1-(($E1633-50)*0.005)),IF($G1633=16,(1-(($E1633-50)*0.005)),IF($G1633=21,(1-(($E1633-50)*0.005)),1))),1)*$CD1647,0)))","v":197},{"$f":"IF($B1633>$F1633,0,IF($C1633>$G1633,0,ROUND((((($F1633-$B1633)/100)*IF('DBH-Upgrade'!$K$6='DBH-Upgrade'!$K$8,$CC1647,($BF1633/(($F1633-18)/100))))+((($B1633-18)/100)*$CB1647))*IF($E1633>50,IF($G1633=11,(1-(($E1633-50)*0.005)),IF($G1633=16,(1-(($E1633-50)*0.005)),IF($G1633=21,(1-(($E1633-50)*0.005)),1))),1),0)))","v":240},0.95,0.95,0.95,229,246,300,98,106,129,8.7507195636957913E-2,0.10157049294564785,0.14754712308352055,1.2,5.5,5.9,7.9,null,1616,null,0.68,null,null,0,13.2,15.1,21.85,null,1,1,1,229,246,300,null,0,0,0,1,{"$error":"#VALUE!"},5340,750,{"$error":"#VALUE!"},0.75555534806492441,0.70383877729866806,null,1,1,0.99999999999999978,0.99999999999999978,null,0]
["1951001610",{"$f":"'DBH-Upgrade'!$K$8-$CL1641","v":70},10,1,95,100,16,16.5,0,26,30,43,1820.3600000000001,{"$f":"IF($B1641>$F1641,0,IF($C1641>$G1641,0,ROUND((((($F1641-$B1641)/100)*IF('DBH-Upgrade'!$K$6='DBH-Upgrade'!$K$8,$BZ1655,($BE1641/(($F1641-18)/100))))+((($B1641-18)/100)*$CA1655))*$CE1655,0)))","v":{"$error":"#VALUE!"}},{"$f":"IF($B1641>$F1641,0,IF($C1641>$G1641,0,ROUND((((($F1641-$B1641)/100)*IF('DBH-Upgrade'!$K$6='DBH-Upgrade'!$K$8,$BZ1655,($BE1641/(($F1641-18)/100))))+((($B1641-18)/100)*$CA1655))*$CD1655,0)))","v":{"$error":"#VALUE!"}},{"$f":"IF($B1641>$F1641,0,IF($C1641>$G1641,0,ROUND(((($F1641-$B1641)/100)*IF('DBH-Upgrade'!$K$6='DBH-Upgrade'!$K$8,$BZ1655,($BE1641/(($F1641-18)/100))))+((($B1641-18)/100)*$CA1655),0)))","v":{"$error":"#VALUE!"}},1.5,1.1000000000000001,1.1000000000000001,1.1000000000000001,1820,{"$f":"IF($B1641>$F1641,0,IF($C1641>$G1641,0,ROUND(((($F1641-$B1641)/100)*(IF('DBH-Upgrade'!$K$6='DBH-Upgrade'!$K$8,$BZ1655,($BE1641/(($F1641-18)/100))))*$CH1655)+((($B1641-18)/100)*$CA1655*$CE1655*$CG1655),0)))","v":{"$error":"#VALUE!"}},{"$f":"IF($B1641>$F1641,0,IF($C1641>$G1641,0,ROUND(((($F1641-$B1641)/100)*(IF('DBH-Upgrade'!$K$6='DBH-Upgrade'!$K$8,$BZ1655,($BE1641/(($F1641-18)/100))))*$CH1655)+((($B1641-18)/100)*$CA1655*$CD1655*$CG1655),0)))","v":{"$error":"#VALUE!"}},{"$f":"IF($B1641>$F1641,0,IF($C1641>$G1641,0,ROUND(((($F1641-$B1641)/100)*(IF('DBH-Upgrade'!$K$6='DBH-Upgrade'!$K$8,$BZ1655,($BE1641/(($F1641-18)/100))))*$CH1655)+((($B1641-18)/100)*$CA1655*$CG1655),0)))","v":{"$error":"#VALUE!"}},157,{"$error":"#VALUE!"},{"$error":"#VALUE!"},{"$error":"#VALUE!"},0.37911972616747958,{"$error":"#VALUE!"},{"$error":"#VALUE!"},{"$error":"#VALUE!"},2.0829999999999999E-4,1.724,4,1.392796E-3,{"$f":"IF($B1641>$F1641,0,IF($C1641>$G1641,0,ROUND((((($F1641-$B1641)/100)*IF('DBH-Upgrade'!$K$6='DBH-Upgrade'!$K$8,$CC1655,($BF1641/(($F1641-18)/100))))+((($B1641-18)/100)*$CB1655))*IF($E1641>50,IF($G1641=11,(1-(($E1641-50)*0.005)),IF($G1641=16,(1-(($E1641-50)*0.005)),IF($G1641=21,(1-(($E1641-50)*0.005)),1))),1)*$CE1655,0)))","v":{"$error":"#VALUE!"}},{"$f":"IF($B1641>$F1641,0,IF($C1641>$G1641,0,ROUND((((($F1641-$B1641)/100)*IF('DBH-Upgrade'!$K$6='DBH-Upgrade'!$K$8,$CC1655,($BF1641/(($F1641-18)/100))))+((($B1641-18)/100)*$CB1655))*IF($E1641>50,IF($G1641=11,(1-(($E1641-50)*0.005)),IF($G1641=16,(1-(($E1641-50)*0.005)),IF($G1641=21,(1-(($E1641-50)*0.005)),1))),1)*$CD1655,0)))","v":{"$error":"#VALUE!"}},{"$f":"IF($B1641>$F1641,0,IF($C1641>$G1641,0,ROUND((((($F1641-$B1641)/100)*IF('DBH-Upgrade'!$K$6='DBH-Upgrade'!$K$8,$CC1655,($BF1641/(($F1641-18)/100))))+((($B1641-18)/100)*$CB1655))*IF($E1641>50,IF($G1641=11,(1-(($E1641-50)*0.005)),IF($G1641=16,(1-(($E1641-50)*0.005)),IF($G1641=21,(1-(($E1641-50)*0.005)),1))),1),0)))","v":{"$error":"#VALUE!"}},0.95,0.95,0.95,294,315,434,126,135,187,0.24590495238643539,0.28165643755977826,0.53499636048815336,2,5.5,5.9,7.9,null,2677,null,0.68,null,null,0,13.2,15.1,21.85,null,1,1,1,294,315,434,null,0,0,0,1,2263,3445,577,50,0.82845886137907021,0.77133936020072458,null,1,1,0.99999999999999978,0.99999999999999978,null,0]
["1951101610",{"$f":"'DBH-Upgrade'!$K$8-$CL1647","v":60},10,1,95,110,16,16.5,0,26,30,43.5,2002.6000000000001,{"$f":"IF($B1647>$F1647,0,IF($C1647>$G1647,0,ROUND((((($F1647-$B1647)/100)*IF('DBH-Upgrade'!$K$6='DBH-Upgrade'!$K$8,$BZ1661,($BE1647/(($F1647-18)/100))))+((($B1647-18)/100)*$CA1661))*$CE1661,0)))","v":{"$error":"#VALUE!"}},{"$f":"IF($B1647>$F1647,0,IF($C1647>$G1647,0,ROUND((((($F1647-$B1647)/100)*IF('DBH-Upgrade'!$K$6='DBH-Upgrade'!$K$8,$BZ1661,($BE1647/(($F1647-18)/100))))+((($B1647-18)/100)*$CA1661))*$CD1661,0)))","v":{"$error":"#VALUE!"}},{"$f":"IF($B1647>$F1647,0,IF($C1647>$G1647,0,ROUND(((($F1647-$B1647)/100)*IF('DBH-Upgrade'!$K$6='DBH-Upgrade'!$K$8,$BZ1661,($BE1647/(($F1647-18)/100))))+((($B1647-18)/100)*$CA1661),0)))","v":{"$error":"#VALUE!"}},1.5,1.1000000000000001,1.1000000000000001,1.1000000000000001,2003,{"$f":"IF($B1647>$F1647,0,IF($C1647>$G1647,0,ROUND(((($F1647-$B1647)/100)*(IF('DBH-Upgrade'!$K$6='DBH-Upgrade'!$K$8,$BZ1661,($BE1647/(($F1647-18)/100))))*$CH1661)+((($B1647-18)/100)*$CA1661*$CE1661*$CG1661),0)))","v":{"$error":"#VALUE!"}},{"$f":"IF($B1647>$F1647,0,IF($C1647>$G1647,0,ROUND(((($F1647-$B1647)/100)*(IF('DBH-Upgrade'!$K$6='DBH-Upgrade'!$K$8,$BZ1661,($BE1647/(($F1647-18)/100))))*$CH1661)+((($B1647-18)/100)*$CA1661*$CD1661*$CG1661),0)))","v":{"$error":"#VALUE!"}},{"$f":"IF($B1647>$F1647,0,IF($C1647>$G1647,0,ROUND(((($F1647-$B1647)/100)*(IF('DBH-Upgrade'!$K$6='DBH-Upgrade'!$K$8,$BZ1661,($BE1647/(($F1647-18)/100))))*$CH1661)+((($B1647-18)/100)*$CA1661*$CG1661),0)))","v":{"$error":"#VALUE!"}},172,{"$error":"#VALUE!"},{"$error":"#VALUE!"},{"$error":"#VALUE!"},0.45958461330511147,{"$error":"#VALUE!"},{"$error":"#VALUE!"},{"$error":"#VALUE!"},2.0829999999999999E-4,1.724,4,1.392796E-3,{"$f":"IF($B1647>$F1647,0,IF($C1647>$G1647,0,ROUND((((($F1647-$B1647)/100)*IF('DBH-Upgrade'!$K$6='DBH-Upgrade'!$K$8,$CC1661,($BF1647/(($F1647-18)/100))))+((($B1647-18)/100)*$CB1661))*IF($E1647>50,IF($G1647=11,(1-(($E1647-50)*0.005)),IF($G1647=16,(1-(($E1647-50)*0.005)),IF($G1647=21,(1-(($E1647-50)*0.005)),1))),1)*$CE1661,0)))","v":{"$error":"#VALUE!"}},{"$f":"IF($B1647>$F1647,0,IF($C1647>$G1647,0,ROUND((((($F1647-$B1647)/100)*IF('DBH-Upgrade'!$K$6='DBH-Upgrade'!$K$8,$CC1661,($BF1647/(($F1647-18)/100))))+((($B1647-18)/100)*$CB1661))*IF($E1647>50,IF($G1647=11,(1-(($E1647-50)*0.005)),IF($G1647=16,(1-(($E1647-50)*0.005)),IF($G1647=21,(1-(($E1647-50)*0.005)),1))),1)*$CD1661,0)))","v":{"$error":"#VALUE!"}},{"$f":"IF($B1647>$F1647,0,IF($C1647>$G1647,0,ROUND((((($F1647-$B1647)/100)*IF('DBH-Upgrade'!$K$6='DBH-Upgrade'!$K$8,$CC1661,($BF1647/(($F1647-18)/100))))+((($B1647-18)/100)*$CB1661))*IF($E1647>50,IF($G1647=11,(1-(($E1647-50)*0.005)),IF($G1647=16,(1-(($E1647-50)*0.005)),IF($G1647=21,(1-(($E1647-50)*0.005)),1))),1),0)))","v":{"$error":"#VALUE!"}},0.95,0.95,0.95,237,254,350,102,109,151,0.16466836695809478,0.18757571367131662,0.35578453362623813,2.2000000000000002,5.5,5.9,7.9,null,2945,null,0.68,null,null,0,13.2,15.1,21.85,null,1,1,1,237,254,350,null,0,0,0,1,2263,3445,577,50,0.8212441545440573,0.76343880970753542,null,1,1,0.99999999999999978,0.99999999999999978,null,10]
["1951201610",{"$f":"'DBH-Upgrade'!$K$8-$CL1653","v":70},10,1,95,120,16,16.5,0,26,30,44,2184.1600000000003,{"$f":"IF($B1653>$F1653,0,IF($C1653>$G1653,0,ROUND((((($F1653-$B1653)/100)*IF('DBH-Upgrade'!$K$6='DBH-Upgrade'!$K$8,$BZ1667,($BE1653/(($F1653-18)/100))))+((($B1653-18)/100)*$CA1667))*$CE1667,0)))","v":{"$error":"#VALUE!"}},{"$f":"IF($B1653>$F1653,0,IF($C1653>$G1653,0,ROUND((((($F1653-$B1653)/100)*IF('DBH-Upgrade'!$K$6='DBH-Upgrade'!$K$8,$BZ1667,($BE1653/(($F1653-18)/100))))+((($B1653-18)/100)*$CA1667))*$CD1667,0)))","v":{"$error":"#VALUE!"}},{"$f":"IF($B1653>$F1653,0,IF($C1653>$G1653,0,ROUND(((($F1653-$B1653)/100)*IF('DBH-Upgrade'!$K$6='DBH-Upgrade'!$K$8,$BZ1667,($BE1653/(($F1653-18)/100))))+((($B1653-18)/100)*$CA1667),0)))","v":{"$error":"#VALUE!"}},1.5,1.1000000000000001,1.1000000000000001,1.1000000000000001,2184,{"$f":"IF($B1653>$F1653,0,IF($C1653>$G1653,0,ROUND(((($F1653-$B1653)/100)*(IF('DBH-Upgrade'!$K$6='DBH-Upgrade'!$K$8,$BZ1667,($BE1653/(($F1653-18)/100))))*$CH1667)+((($B1653-18)/100)*$CA1667*$CE1667*$CG1667),0)))","v":{"$error":"#VALUE!"}},{"$f":"IF($B1653>$F1653,0,IF($C1653>$G1653,0,ROUND(((($F1653-$B1653)/100)*(IF('DBH-Upgrade'!$K$6='DBH-Upgrade'!$K$8,$BZ1667,($BE1653/(($F1653-18)/100))))*$CH1667)+((($B1653-18)/100)*$CA1667*$CD1667*$CG1667),0)))","v":{"$error":"#VALUE!"}},{"$f":"IF($B1653>$F1653,0,IF($C1653>$G1653,0,ROUND(((($F1653-$B1653)/100)*(IF('DBH-Upgrade'!$K$6='DBH-Upgrade'!$K$8,$BZ1667,($BE1653/(($F1653-18)/100))))*$CH1667)+((($B1653-18)/100)*$CA1667*$CG1667),0)))","v":{"$error":"#VALUE!"}},188,{"$error":"#VALUE!"},{"$error":"#VALUE!"},{"$error":"#VALUE!"},0.55425136558918475,{"$error":"#VALUE!"},{"$error":"#VALUE!"},{"$error":"#VALUE!"},2.0829999999999999E-4,1.724,4,1.392796E-3,{"$f":"IF($B1653>$F1653,0,IF($C1653>$G1653,0,ROUND((((($F1653-$B1653)/100)*IF('DBH-Upgrade'!$K$6='DBH-Upgrade'!$K$8,$CC1667,($BF1653/(($F1653-18)/100))))+((($B1653-18)/100)*$CB1667))*IF($E1653>50,IF($G1653=11,(1-(($E1653-50)*0.005)),IF($G1653=16,(1-(($E1653-50)*0.005)),IF($G1653=21,(1-(($E1653-50)*0.005)),1))),1)*$CE1667,0)))","v":{"$error":"#VALUE!"}},{"$f":"IF($B1653>$F1653,0,IF($C1653>$G1653,0,ROUND((((($F1653-$B1653)/100)*IF('DBH-Upgrade'!$K$6='DBH-Upgrade'!$K$8,$CC1667,($BF1653/(($F1653-18)/100))))+((($B1653-18)/100)*$CB1667))*IF($E1653>50,IF($G1653=11,(1-(($E1653-50)*0.005)),IF($G1653=16,(1-(($E1653-50)*0.005)),IF($G1653=21,(1-(($E1653-50)*0.005)),1))),1)*$CD1667,0)))","v":{"$error":"#VALUE!"}},{"$f":"IF($B1653>$F1653,0,IF($C1653>$G1653,0,ROUND((((($F1653-$B1653)/100)*IF('DBH-Upgrade'!$K$6='DBH-Upgrade'!$K$8,$CC1667,($BF1653/(($F1653-18)/100))))+((($B1653-18)/100)*$CB1667))*IF($E1653>50,IF($G1653=11,(1-(($E1653-50)*0.005)),IF($G1653=16,(1-(($E1653-50)*0.005)),IF($G1653=21,(1-(($E1653-50)*0.005)),1))),1),0)))","v":{"$error":"#VALUE!"}},0.95,0.95,0.95,291,312,434,125,134,187,0.24881145330214893,0.28515389727250756,0.54847544084164712,2.4,5.5,5.9,7.9,null,3212,null,0.68,null,null,0,13.2,15.1,21.85,null,1,1,1,291,312,434,null,0,0,0,1,2263,3445,577,50,0.81466996609637188,0.75619868948084668,null,1,1,0.99999999999999978,0.99999999999999978,null,0]
["1951402110",{"$f":"'DBH-Upgrade'!$K$8-$CL1661","v":70},10,1,95,140,21,21.5,0,26,30,44.8,4390.4000000000005,{"$f":"IF($B1661>$F1661,0,IF($C1661>$G1661,0,ROUND((((($F1661-$B1661)/100)*IF('DBH-Upgrade'!$K$6='DBH-Upgrade'!$K$8,$BZ1675,($BE1661/(($F1661-18)/100))))+((($B1661-18)/100)*$CA1675))*$CE1675,0)))","v":{"$error":"#VALUE!"}},{"$f":"IF($B1661>$F1661,0,IF($C1661>$G1661,0,ROUND((((($F1661-$B1661)/100)*IF('DBH-Upgrade'!$K$6='DBH-Upgrade'!$K$8,$BZ1675,($BE1661/(($F1661-18)/100))))+((($B1661-18)/100)*$CA1675))*$CD1675,0)))","v":{"$error":"#VALUE!"}},{"$f":"IF($B1661>$F1661,0,IF($C1661>$G1661,0,ROUND(((($F1661-$B1661)/100)*IF('DBH-Upgrade'!$K$6='DBH-Upgrade'!$K$8,$BZ1675,($BE1661/(($F1661-18)/100))))+((($B1661-18)/100)*$CA1675),0)))","v":{"$error":"#VALUE!"}},1.5,1.05,1.05,1.05,4390,{"$f":"IF($B1661>$F1661,0,IF($C1661>$G1661,0,ROUND(((($F1661-$B1661)/100)*(IF('DBH-Upgrade'!$K$6='DBH-Upgrade'!$K$8,$BZ1675,($BE1661/(($F1661-18)/100))))*$CH1675)+((($B1661-18)/100)*$CA1675*$CE1675*$CG1675),0)))","v":{"$error":"#VALUE!"}},{"$f":"IF($B1661>$F1661,0,IF($C1661>$G1661,0,ROUND(((($F1661-$B1661)/100)*(IF('DBH-Upgrade'!$K$6='DBH-Upgrade'!$K$8,$BZ1675,($BE1661/(($F1661-18)/100))))*$CH1675)+((($B1661-18)/100)*$CA1675*$CD1675*$CG1675),0)))","v":{"$error":"#VALUE!"}},{"$f":"IF($B1661>$F1661,0,IF($C1661>$G1661,0,ROUND(((($F1661-$B1661)/100)*(IF('DBH-Upgrade'!$K$6='DBH-Upgrade'!$K$8,$BZ1675,($BE1661/(($F1661-18)/100))))*$CH1675)+((($B1661-18)/100)*$CA1675*$CG1675),0)))","v":{"$error":"#VALUE!"}},378,{"$error":"#VALUE!"},{"$error":"#VALUE!"},{"$error":"#VALUE!"},0.89232635225842949,{"$error":"#VALUE!"},{"$error":"#VALUE!"},{"$error":"#VALUE!"},1.2760000000000001E-4,1.7219,4,5.1420100000000005E-4,{"$f":"IF($B1661>$F1661,0,IF($C1661>$G1661,0,ROUND((((($F1661-$B1661)/100)*IF('DBH-Upgrade'!$K$6='DBH-Upgrade'!$K$8,$CC1675,($BF1661/(($F1661-18)/100))))+((($B1661-18)/100)*$CB1675))*IF($E1661>50,IF($G1661=11,(1-(($E1661-50)*0.005)),IF($G1661=16,(1-(($E1661-50)*0.005)),IF($G1661=21,(1-(($E1661-50)*0.005)),1))),1)*$CE1675,0)))","v":{"$error":"#VALUE!"}},{"$f":"IF($B1661>$F1661,0,IF($C1661>$G1661,0,ROUND((((($F1661-$B1661)/100)*IF('DBH-Upgrade'!$K$6='DBH-Upgrade'!$K$8,$CC1675,($BF1661/(($F1661-18)/100))))+((($B1661-18)/100)*$CB1675))*IF($E1661>50,IF($G1661=11,(1-(($E1661-50)*0.005)),IF($G1661=16,(1-(($E1661-50)*0.005)),IF($G1661=21,(1-(($E1661-50)*0.005)),1))),1)*$CD1675,0)))","v":{"$error":"#VALUE!"}},{"$f":"IF($B1661>$F1661,0,IF($C1661>$G1661,0,ROUND((((($F1661-$B1661)/100)*IF('DBH-Upgrade'!$K$6='DBH-Upgrade'!$K$8,$CC1675,($BF1661/(($F1661-18)/100))))+((($B1661-18)/100)*$CB1675))*IF($E1661>50,IF($G1661=11,(1-(($E1661-50)*0.005)),IF($G1661=16,(1-(($E1661-50)*0.005)),IF($G1661=21,(1-(($E1661-50)*0.005)),1))),1),0)))","v":{"$error":"#VALUE!"}},0.85,0.85,0.85,260,278,390,112,120,168,8.4427902267707702E-2,9.6456928777545262E-2,0.184872326819261,3.7,5.5,5.9,7.9,null,5488,null,0.8,null,null,0,13.2,15.1,21.85,null,1,1,1,260,278,390,null,0,0,0,1,{"$error":"#VALUE!"},4479,834,{"$error":"#VALUE!"},0.72541359909535208,0.67746340042029107,null,1,1,0.99999999999999978,0.99999999999999978,null,0]
["220701010",{"$f":"'DBH-Upgrade'!$K$8-$CL1666","v":70},10,2,20,70,10,11.5,0,26,30,41,358.2,{"$f":"IF($B1666>$F1666,0,IF($C1666>$G1666,0,ROUND((((($F1666-$B1666)/100)*IF('DBH-Upgrade'!$K$6='DBH-Upgrade'!$K$8,$BZ1680,($BE1666/(($F1666-18)/100))))+((($B1666-18)/100)*$CA1680))*$CE1680,0)))","v":1030},{"$f":"IF($B1666>$F1666,0,IF($C1666>$G1666,0,ROUND((((($F1666-$B1666)/100)*IF('DBH-Upgrade'!$K$6='DBH-Upgrade'!$K$8,$BZ1680,($BE1666/(($F1666-18)/100))))+((($B1666-18)/100)*$CA1680))*$CD1680,0)))","v":1104},{"$f":"IF($B1666>$F1666,0,IF($C1666>$G1666,0,ROUND(((($F1666-$B1666)/100)*IF('DBH-Upgrade'!$K$6='DBH-Upgrade'!$K$8,$BZ1680,($BE1666/(($F1666-18)/100))))+((($B1666-18)/100)*$CA1680),0)))","v":1320},1.5,1.08,1.08,1.08,358,{"$f":"IF($B1666>$F1666,0,IF($C1666>$G1666,0,ROUND(((($F1666-$B1666)/100)*(IF('DBH-Upgrade'!$K$6='DBH-Upgrade'!$K$8,$BZ1680,($BE1666/(($F1666-18)/100))))*$CH1680)+((($B1666-18)/100)*$CA1680*$CE1680*$CG1680),0)))","v":1030},{"$f":"IF($B1666>$F1666,0,IF($C1666>$G1666,0,ROUND(((($F1666-$B1666)/100)*(IF('DBH-Upgrade'!$K$6='DBH-Upgrade'!$K$8,$BZ1680,($BE1666/(($F1666-18)/100))))*$CH1680)+((($B1666-18)/100)*$CA1680*$CD1680*$CG1680),0)))","v":1104},{"$f":"IF($B1666>$F1666,0,IF($C1666>$G1666,0,ROUND(((($F1666-$B1666)/100)*(IF('DBH-Upgrade'!$K$6='DBH-Upgrade'!$K$8,$BZ1680,($BE1666/(($F1666-18)/100))))*$CH1680)+((($B1666-18)/100)*$CA1680*$CG1680),0)))","v":1320},31,89,95,114,5.1304140008447512E-3,3.8924960889446435E-2,4.4146590218265697E-2,6.2778209343462163E-2,3.969E-4,1.7345999999999999,2,3.6734700000000002E-4,{"$f":"IF($B1666>$F1666,0,IF($C1666>$G1666,0,ROUND((((($F1666-$B1666)/100)*IF('DBH-Upgrade'!$K$6='DBH-Upgrade'!$K$8,$CC1680,($BF1666/(($F1666-18)/100))))+((($B1666-18)/100)*$CB1680))*IF($E1666>50,IF($G1666=11,(1-(($E1666-50)*0.005)),IF($G1666=16,(1-(($E1666-50)*0.005)),IF($G1666=21,(1-(($E1666-50)*0.005)),1))),1)*$CE1680,0)))","v":143},{"$f":"IF($B1666>$F1666,0,IF($C1666>$G1666,0,ROUND((((($F1666-$B1666)/100)*IF('DBH-Upgrade'!$K$6='DBH-Upgrade'!$K$8,$CC1680,($BF1666/(($F1666-18)/100))))+((($B1666-18)/100)*$CB1680))*IF($E1666>50,IF($G1666=11,(1-(($E1666-50)*0.005)),IF($G1666=16,(1-(($E1666-50)*0.005)),IF($G1666=21,(1-(($E1666-50)*0.005)),1))),1)*$CD1680,0)))","v":153},{"$f":"IF($B1666>$F1666,0,IF($C1666>$G1666,0,ROUND((((($F1666-$B1666)/100)*IF('DBH-Upgrade'!$K$6='DBH-Upgrade'!$K$8,$CC1680,($BF1666/(($F1666-18)/100))))+((($B1666-18)/100)*$CB1680))*IF($E1666>50,IF($G1666=11,(1-(($E1666-50)*0.005)),IF($G1666=16,(1-(($E1666-50)*0.005)),IF($G1666=21,(1-(($E1666-50)*0.005)),1))),1),0)))","v":183},0.98,0.98,0.98,143,153,183,61,66,79,1.8801217016227327E-2,2.1878764945327631E-2,3.093277823234393E-2,0.5,5.5,5.9,7.9,null,398,null,0.9,null,null,0,13.2,15.1,21.85,null,1,1,1,143,153,183,null,0,0,0,1,{"$error":"#VALUE!"},3301,508,{"$error":"#VALUE!"},0.71879122259285499,0.67122872584611504,null,1,1,0.99999999999999978,0.99999999999999978,null,0]
["220901510",{"$f":"'DBH-Upgrade'!$K$8-$CL1673","v":70},10,2,20,90,15,16.5,0,26,30,42.4,747.2,{"$f":"IF($B1673>$F1673,0,IF($C1673>$G1673,0,ROUND((((($F1673-$B1673)/100)*IF('DBH-Upgrade'!$K$6='DBH-Upgrade'!$K$8,$BZ1687,($BE1673/(($F1673-18)/100))))+((($B1673-18)/100)*$CA1687))*$CE1687,0)))","v":{"$error":"#VALUE!"}},{"$f":"IF($B1673>$F1673,0,IF($C1673>$G1673,0,ROUND((((($F1673-$B1673)/100)*IF('DBH-Upgrade'!$K$6='DBH-Upgrade'!$K$8,$BZ1687,($BE1673/(($F1673-18)/100))))+((($B1673-18)/100)*$CA1687))*$CD1687,0)))","v":{"$error":"#VALUE!"}},{"$f":"IF($B1673>$F1673,0,IF($C1673>$G1673,0,ROUND(((($F1673-$B1673)/100)*IF('DBH-Upgrade'!$K$6='DBH-Upgrade'!$K$8,$BZ1687,($BE1673/(($F1673-18)/100))))+((($B1673-18)/100)*$CA1687),0)))","v":{"$error":"#VALUE!"}},1.5,1.08,1.08,1.08,747,{"$f":"IF($B1673>$F1673,0,IF($C1673>$G1673,0,ROUND(((($F1673-$B1673)/100)*(IF('DBH-Upgrade'!$K$6='DBH-Upgrade'!$K$8,$BZ1687,($BE1673/(($F1673-18)/100))))*$CH1687)+((($B1673-18)/100)*$CA1687*$CE1687*$CG1687),0)))","v":{"$error":"#VALUE!"}},{"$f":"IF($B1673>$F1673,0,IF($C1673>$G1673,0,ROUND(((($F1673-$B1673)/100)*(IF('DBH-Upgrade'!$K$6='DBH-Upgrade'!$K$8,$BZ1687,($BE1673/(($F1673-18)/100))))*$CH1687)+((($B1673-18)/100)*$CA1687*$CD1687*$CG1687),0)))","v":{"$error":"#VALUE!"}},{"$f":"IF($B1673>$F1673,0,IF($C1673>$G1673,0,ROUND(((($F1673-$B1673)/100)*(IF('DBH-Upgrade'!$K$6='DBH-Upgrade'!$K$8,$BZ1687,($BE1673/(($F1673-18)/100))))*$CH1687)+((($B1673-18)/100)*$CA1687*$CG1687),0)))","v":{"$error":"#VALUE!"}},64,{"$error":"#VALUE!"},{"$error":"#VALUE!"},{"$error":"#VALUE!"},2.2549820525431925E-2,{"$error":"#VALUE!"},{"$error":"#VALUE!"},{"$error":"#VALUE!"},2.0829999999999999E-4,1.724,2,4.6182900000000003E-4,{"$f":"IF($B1673>$F1673,0,IF($C1673>$G1673,0,ROUND((((($F1673-$B1673)/100)*IF('DBH-Upgrade'!$K$6='DBH-Upgrade'!$K$8,$CC1687,($BF1673/(($F1673-18)/100))))+((($B1673-18)/100)*$CB1687))*IF($E1673>50,IF($G1673=11,(1-(($E1673-50)*0.005)),IF($G1673=16,(1-(($E1673-50)*0.005)),IF($G1673=21,(1-(($E1673-50)*0.005)),1))),1)*$CE1687,0)))","v":{"$error":"#VALUE!"}},{"$f":"IF($B1673>$F1673,0,IF($C1673>$G1673,0,ROUND((((($F1673-$B1673)/100)*IF('DBH-Upgrade'!$K$6='DBH-Upgrade'!$K$8,$CC1687,($BF1673/(($F1673-18)/100))))+((($B1673-18)/100)*$CB1687))*IF($E1673>50,IF($G1673=11,(1-(($E1673-50)*0.005)),IF($G1673=16,(1-(($E1673-50)*0.005)),IF($G1673=21,(1-(($E1673-50)*0.005)),1))),1)*$CD1687,0)))","v":{"$error":"#VALUE!"}},{"$f":"IF($B1673>$F1673,0,IF($C1673>$G1673,0,ROUND((((($F1673-$B1673)/100)*IF('DBH-Upgrade'!$K$6='DBH-Upgrade'!$K$8,$CC1687,($BF1673/(($F1673-18)/100))))+((($B1673-18)/100)*$CB1687))*IF($E1673>50,IF($G1673=11,(1-(($E1673-50)*0.005)),IF($G1673=16,(1-(($E1673-50)*0.005)),IF($G1673=21,(1-(($E1673-50)*0.005)),1))),1),0)))","v":{"$error":"#VALUE!"}},1.01,1.01,1.01,181,194,264,78,83,114,3.3177789738117816E-2,3.7459064691152427E-2,6.9672443139824625E-2,0.9,5.5,5.9,7.9,null,934,null,0.8,null,null,0,13.2,15.1,21.85,null,1,1,1,181,194,264,null,0,0,0,1,{"$error":"#VALUE!"},4479,834,{"$error":"#VALUE!"},0.7127093372490777,0.66550507053605756,null,1,1,0.99999999999999978,0.99999999999999978,null,0]
["2201201010",{"$f":"'DBH-Upgrade'!$K$8-$CL1681","v":70},10,2,20,120,10,11.5,0,26,30,44,613.80000000000007,{"$f":"IF($B1681>$F1681,0,IF($C1681>$G1681,0,ROUND((((($F1681-$B1681)/100)*IF('DBH-Upgrade'!$K$6='DBH-Upgrade'!$K$8,$BZ1695,($BE1681/(($F1681-18)/100))))+((($B1681-18)/100)*$CA1695))*$CE1695,0)))","v":1400},{"$f":"IF($B1681>$F1681,0,IF($C1681>$G1681,0,ROUND((((($F1681-$B1681)/100)*IF('DBH-Upgrade'!$K$6='DBH-Upgrade'!$K$8,$BZ1695,($BE1681/(($F1681-18)/100))))+((($B1681-18)/100)*$CA1695))*$CD1695,0)))","v":1513},{"$f":"IF($B1681>$F1681,0,IF($C1681>$G1681,0,ROUND(((($F1681-$B1681)/100)*IF('DBH-Upgrade'!$K$6='DBH-Upgrade'!$K$8,$BZ1695,($BE1681/(($F1681-18)/100))))+((($B1681-18)/100)*$CA1695),0)))","v":1884},1.5,1.08,1.08,1.08,614,{"$f":"IF($B1681>$F1681,0,IF($C1681>$G1681,0,ROUND(((($F1681-$B1681)/100)*(IF('DBH-Upgrade'!$K$6='DBH-Upgrade'!$K$8,$BZ1695,($BE1681/(($F1681-18)/100))))*$CH1695)+((($B1681-18)/100)*$CA1695*$CE1695*$CG1695),0)))","v":1545},{"$f":"IF($B1681>$F1681,0,IF($C1681>$G1681,0,ROUND(((($F1681-$B1681)/100)*(IF('DBH-Upgrade'!$K$6='DBH-Upgrade'!$K$8,$BZ1695,($BE1681/(($F1681-18)/100))))*$CH1695)+((($B1681-18)/100)*$CA1695*$CD1695*$CG1695),0)))","v":1624},{"$f":"IF($B1681>$F1681,0,IF($C1681>$G1681,0,ROUND(((($F1681-$B1681)/100)*(IF('DBH-Upgrade'!$K$6='DBH-Upgrade'!$K$8,$BZ1695,($BE1681/(($F1681-18)/100))))*$CH1695)+((($B1681-18)/100)*$CA1695*$CG1695),0)))","v":1884},53,133,140,162,1.8157475105599306E-2,0.10336611973575756,0.11393853661367993,0.15035448316497366,3.969E-4,1.7345999999999999,2,3.6734700000000002E-4,{"$f":"IF($B1681>$F1681,0,IF($C1681>$G1681,0,ROUND((((($F1681-$B1681)/100)*IF('DBH-Upgrade'!$K$6='DBH-Upgrade'!$K$8,$CC1695,($BF1681/(($F1681-18)/100))))+((($B1681-18)/100)*$CB1695))*IF($E1681>50,IF($G1681=11,(1-(($E1681-50)*0.005)),IF($G1681=16,(1-(($E1681-50)*0.005)),IF($G1681=21,(1-(($E1681-50)*0.005)),1))),1)*$CE1695,0)))","v":159},{"$f":"IF($B1681>$F1681,0,IF($C1681>$G1681,0,ROUND((((($F1681-$B1681)/100)*IF('DBH-Upgrade'!$K$6='DBH-Upgrade'!$K$8,$CC1695,($BF1681/(($F1681-18)/100))))+((($B1681-18)/100)*$CB1695))*IF($E1681>50,IF($G1681=11,(1-(($E1681-50)*0.005)),IF($G1681=16,(1-(($E1681-50)*0.005)),IF($G1681=21,(1-(($E1681-50)*0.005)),1))),1)*$CD1695,0)))","v":172},{"$f":"IF($B1681>$F1681,0,IF($C1681>$G1681,0,ROUND((((($F1681-$B1681)/100)*IF('DBH-Upgrade'!$K$6='DBH-Upgrade'!$K$8,$CC1695,($BF1681/(($F1681-18)/100))))+((($B1681-18)/100)*$CB1695))*IF($E1681>50,IF($G1681=11,(1-(($E1681-50)*0.005)),IF($G1681=16,(1-(($E1681-50)*0.005)),IF($G1681=21,(1-(($E1681-50)*0.005)),1))),1),0)))","v":214},0.98,0.98,0.98,136,147,183,58,63,79,2.1517231813908286E-2,2.5146086573036332E-2,3.8545345217725166E-2,0.8,5.5,5.9,7.9,null,682,null,0.9,null,null,0,13.2,15.1,21.85,null,1,1,1,136,147,183,null,0,0,0,1,{"$error":"#VALUE!"},3301,508,{"$error":"#VALUE!"},0.75555534806492441,0.70383877729866806,null,1,1,0.99999999999999978,0.99999999999999978,null,0]
["2201402010",{"$f":"'DBH-Upgrade'!$K$8-$CL1686","v":70},10,2,20,140,20,21.5,0,26,30,44.8,1561.6000000000001,{"$f":"IF($B1686>$F1686,0,IF($C1686>$G1686,0,ROUND((((($F1686-$B1686)/100)*IF('DBH-Upgrade'!$K$6='DBH-Upgrade'!$K$8,$BZ1700,($BE1686/(($F1686-18)/100))))+((($B1686-18)/100)*$CA1700))*$CE1700,0)))","v":{"$error":"#VALUE!"}},{"$f":"IF($B1686>$F1686,0,IF($C1686>$G1686,0,ROUND((((($F1686-$B1686)/100)*IF('DBH-Upgrade'!$K$6='DBH-Upgrade'!$K$8,$BZ1700,($BE1686/(($F1686-18)/100))))+((($B1686-18)/100)*$CA1700))*$CD1700,0)))","v":{"$error":"#VALUE!"}},{"$f":"IF($B1686>$F1686,0,IF($C1686>$G1686,0,ROUND(((($F1686-$B1686)/100)*IF('DBH-Upgrade'!$K$6='DBH-Upgrade'!$K$8,$BZ1700,($BE1686/(($F1686-18)/100))))+((($B1686-18)/100)*$CA1700),0)))","v":{"$error":"#VALUE!"}},1.5,1.08,1.08,1.08,1562,{"$f":"IF($B1686>$F1686,0,IF($C1686>$G1686,0,ROUND(((($F1686-$B1686)/100)*(IF('DBH-Upgrade'!$K$6='DBH-Upgrade'!$K$8,$BZ1700,($BE1686/(($F1686-18)/100))))*$CH1700)+((($B1686-18)/100)*$CA1700*$CE1700*$CG1700),0)))","v":{"$error":"#VALUE!"}},{"$f":"IF($B1686>$F1686,0,IF($C1686>$G1686,0,ROUND(((($F1686-$B1686)/100)*(IF('DBH-Upgrade'!$K$6='DBH-Upgrade'!$K$8,$BZ1700,($BE1686/(($F1686-18)/100))))*$CH1700)+((($B1686-18)/100)*$CA1700*$CD1700*$CG1700),0)))","v":{"$error":"#VALUE!"}},{"$f":"IF($B1686>$F1686,0,IF($C1686>$G1686,0,ROUND(((($F1686-$B1686)/100)*(IF('DBH-Upgrade'!$K$6='DBH-Upgrade'!$K$8,$BZ1700,($BE1686/(($F1686-18)/100))))*$CH1700)+((($B1686-18)/100)*$CA1700*$CG1700),0)))","v":{"$error":"#VALUE!"}},134,{"$error":"#VALUE!"},{"$error":"#VALUE!"},{"$error":"#VALUE!"},8.0718135899598295E-2,{"$error":"#VALUE!"},{"$error":"#VALUE!"},{"$error":"#VALUE!"},1.2760000000000001E-4,1.7219,2,3.76611E-4,{"$f":"IF($B1686>$F1686,0,IF($C1686>$G1686,0,ROUND((((($F1686-$B1686)/100)*IF('DBH-Upgrade'!$K$6='DBH-Upgrade'!$K$8,$CC1700,($BF1686/(($F1686-18)/100))))+((($B1686-18)/100)*$CB1700))*IF($E1686>50,IF($G1686=11,(1-(($E1686-50)*0.005)),IF($G1686=16,(1-(($E1686-50)*0.005)),IF($G1686=21,(1-(($E1686-50)*0.005)),1))),1)*$CE1700,0)))","v":{"$error":"#VALUE!"}},{"$f":"IF($B1686>$F1686,0,IF($C1686>$G1686,0,ROUND((((($F1686-$B1686)/100)*IF('DBH-Upgrade'!$K$6='DBH-Upgrade'!$K$8,$CC1700,($BF1686/(($F1686-18)/100))))+((($B1686-18)/100)*$CB1700))*IF($E1686>50,IF($G1686=11,(1-(($E1686-50)*0.005)),IF($G1686=16,(1-(($E1686-50)*0.005)),IF($G1686=21,(1-(($E1686-50)*0.005)),1))),1)*$CD1700,0)))","v":{"$error":"#VALUE!"}},{"$f":"IF($B1686>$F1686,0,IF($C1686>$G1686,0,ROUND((((($F1686-$B1686)/100)*IF('DBH-Upgrade'!$K$6='DBH-Upgrade'!$K$8,$CC1700,($BF1686/(($F1686-18)/100))))+((($B1686-18)/100)*$CB1700))*IF($E1686>50,IF($G1686=11,(1-(($E1686-50)*0.005)),IF($G1686=16,(1-(($E1686-50)*0.005)),IF($G1686=21,(1-(($E1686-50)*0.005)),1))),1),0)))","v":{"$error":"#VALUE!"}},0.95,0.95,0.95,174,189,238,75,81,102,2.6078877810158829E-2,3.0287048708102136E-2,4.7429315374297669E-2,1.9,5.5,5.9,7.9,null,1952,null,0.8,null,null,0,13.2,15.1,21.85,null,1,1,1,174,189,238,null,0,0,0,1,1127,2539,352,62,0.8212441545440573,0.76343880970753542,null,1,1,0.99999999999999978,0.99999999999999978,null,0]
["2201801510",{"$f":"'DBH-Upgrade'!$K$8-$CL1691","v":50},10,2,20,180,15,16.5,0,26,30,46,1494.4,{"$f":"IF($B1691>$F1691,0,IF($C1691>$G1691,0,ROUND((((($F1691-$B1691)/100)*IF('DBH-Upgrade'!$K$6='DBH-Upgrade'!$K$8,$BZ1705,($BE1691/(($F1691-18)/100))))+((($B1691-18)/100)*$CA1705))*$CE1705,0)))","v":{"$error":"#VALUE!"}},{"$f":"IF($B1691>$F1691,0,IF($C1691>$G1691,0,ROUND((((($F1691-$B1691)/100)*IF('DBH-Upgrade'!$K$6='DBH-Upgrade'!$K$8,$BZ1705,($BE1691/(($F1691-18)/100))))+((($B1691-18)/100)*$CA1705))*$CD1705,0)))","v":{"$error":"#VALUE!"}},{"$f":"IF($B1691>$F1691,0,IF($C1691>$G1691,0,ROUND(((($F1691-$B1691)/100)*IF('DBH-Upgrade'!$K$6='DBH-Upgrade'!$K$8,$BZ1705,($BE1691/(($F1691-18)/100))))+((($B1691-18)/100)*$CA1705),0)))","v":{"$error":"#VALUE!"}},1.5,1.08,1.08,1.08,1494,{"$f":"IF($B1691>$F1691,0,IF($C1691>$G1691,0,ROUND(((($F1691-$B1691)/100)*(IF('DBH-Upgrade'!$K$6='DBH-Upgrade'!$K$8,$BZ1705,($BE1691/(($F1691-18)/100))))*$CH1705)+((($B1691-18)/100)*$CA1705*$CE1705*$CG1705),0)))","v":{"$error":"#VALUE!"}},{"$f":"IF($B1691>$F1691,0,IF($C1691>$G1691,0,ROUND(((($F1691-$B1691)/100)*(IF('DBH-Upgrade'!$K$6='DBH-Upgrade'!$K$8,$BZ1705,($BE1691/(($F1691-18)/100))))*$CH1705)+((($B1691-18)/100)*$CA1705*$CD1705*$CG1705),0)))","v":{"$error":"#VALUE!"}},{"$f":"IF($B1691>$F1691,0,IF($C1691>$G1691,0,ROUND(((($F1691-$B1691)/100)*(IF('DBH-Upgrade'!$K$6='DBH-Upgrade'!$K$8,$BZ1705,($BE1691/(($F1691-18)/100))))*$CH1705)+((($B1691-18)/100)*$CA1705*$CG1705),0)))","v":{"$error":"#VALUE!"}},128,{"$error":"#VALUE!"},{"$error":"#VALUE!"},{"$error":"#VALUE!"},0.10318198179146938,{"$error":"#VALUE!"},{"$error":"#VALUE!"},{"$error":"#VALUE!"},2.0829999999999999E-4,1.724,2,4.6182900000000003E-4,{"$f":"IF($B1691>$F1691,0,IF($C1691>$G1691,0,ROUND((((($F1691-$B1691)/100)*IF('DBH-Upgrade'!$K$6='DBH-Upgrade'!$K$8,$CC1705,($BF1691/(($F1691-18)/100))))+((($B1691-18)/100)*$CB1705))*IF($E1691>50,IF($G1691=11,(1-(($E1691-50)*0.005)),IF($G1691=16,(1-(($E1691-50)*0.005)),IF($G1691=21,(1-(($E1691-50)*0.005)),1))),1)*$CE1705,0)))","v":{"$error":"#VALUE!"}},{"$f":"IF($B1691>$F1691,0,IF($C1691>$G1691,0,ROUND((((($F1691-$B1691)/100)*IF('DBH-Upgrade'!$K$6='DBH-Upgrade'!$K$8,$CC1705,($BF1691/(($F1691-18)/100))))+((($B1691-18)/100)*$CB1705))*IF($E1691>50,IF($G1691=11,(1-(($E1691-50)*0.005)),IF($G1691=16,(1-(($E1691-50)*0.005)),IF($G1691=21,(1-(($E1691-50)*0.005)),1))),1)*$CD1705,0)))","v":{"$error":"#VALUE!"}},{"$f":"IF($B1691>$F1691,0,IF($C1691>$G1691,0,ROUND((((($F1691-$B1691)/100)*IF('DBH-Upgrade'!$K$6='DBH-Upgrade'!$K$8,$CC1705,($BF1691/(($F1691-18)/100))))+((($B1691-18)/100)*$CB1705))*IF($E1691>50,IF($G1691=11,(1-(($E1691-50)*0.005)),IF($G1691=16,(1-(($E1691-50)*0.005)),IF($G1691=21,(1-(($E1691-50)*0.005)),1))),1),0)))","v":{"$error":"#VALUE!"}},1.01,1.01,1.01,107,114,163,46,49,70,1.4549646249882364E-2,1.6411771649657025E-2,3.2432477946213678E-2,1.8,5.5,5.9,7.9,null,1868,null,0.8,null,null,0,13.2,15.1,21.85,null,1,1,1,107,114,163,null,0,0,0,1,{"$error":"#VALUE!"},3682,458,{"$error":"#VALUE!"},0.81466996609637188,0.75619868948084668,null,1,1,0.99999999999999978,0.99999999999999978,null,20]
["2202402010",{"$f":"'DBH-Upgrade'!$K$8-$CL1701","v":70},10,2,20,240,20,21.5,0,26,30,47.2,2676.8,{"$f":"IF($B1701>$F1701,0,IF($C1701>$G1701,0,ROUND((((($F1701-$B1701)/100)*IF('DBH-Upgrade'!$K$6='DBH-Upgrade'!$K$8,$BZ1715,($BE1701/(($F1701-18)/100))))+((($B1701-18)/100)*$CA1715))*$CE1715,0)))","v":{"$error":"#VALUE!"}},{"$f":"IF($B1701>$F1701,0,IF($C1701>$G1701,0,ROUND((((($F1701-$B1701)/100)*IF('DBH-Upgrade'!$K$6='DBH-Upgrade'!$K$8,$BZ1715,($BE1701/(($F1701-18)/100))))+((($B1701-18)/100)*$CA1715))*$CD1715,0)))","v":{"$error":"#VALUE!"}},{"$f":"IF($B1701>$F1701,0,IF($C1701>$G1701,0,ROUND(((($F1701-$B1701)/100)*IF('DBH-Upgrade'!$K$6='DBH-Upgrade'!$K$8,$BZ1715,($BE1701/(($F1701-18)/100))))+((($B1701-18)/100)*$CA1715),0)))","v":{"$error":"#VALUE!"}},1.5,1.08,1.08,1.08,2677,{"$f":"IF($B1701>$F1701,0,IF($C1701>$G1701,0,ROUND(((($F1701-$B1701)/100)*(IF('DBH-Upgrade'!$K$6='DBH-Upgrade'!$K$8,$BZ1715,($BE1701/(($F1701-18)/100))))*$CH1715)+((($B1701-18)/100)*$CA1715*$CE1715*$CG1715),0)))","v":{"$error":"#VALUE!"}},{"$f":"IF($B1701>$F1701,0,IF($C1701>$G1701,0,ROUND(((($F1701-$B1701)/100)*(IF('DBH-Upgrade'!$K$6='DBH-Upgrade'!$K$8,$BZ1715,($BE1701/(($F1701-18)/100))))*$CH1715)+((($B1701-18)/100)*$CA1715*$CD1715*$CG1715),0)))","v":{"$error":"#VALUE!"}},{"$f":"IF($B1701>$F1701,0,IF($C1701>$G1701,0,ROUND(((($F1701-$B1701)/100)*(IF('DBH-Upgrade'!$K$6='DBH-Upgrade'!$K$8,$BZ1715,($BE1701/(($F1701-18)/100))))*$CH1715)+((($B1701-18)/100)*$CA1715*$CG1715),0)))","v":{"$error":"#VALUE!"}},230,{"$error":"#VALUE!"},{"$error":"#VALUE!"},{"$error":"#VALUE!"},0.26102436085222624,{"$error":"#VALUE!"},{"$error":"#VALUE!"},{"$error":"#VALUE!"},1.2760000000000001E-4,1.7219,2,3.76611E-4,{"$f":"IF($B1701>$F1701,0,IF($C1701>$G1701,0,ROUND((((($F1701-$B1701)/100)*IF('DBH-Upgrade'!$K$6='DBH-Upgrade'!$K$8,$CC1715,($BF1701/(($F1701-18)/100))))+((($B1701-18)/100)*$CB1715))*IF($E1701>50,IF($G1701=11,(1-(($E1701-50)*0.005)),IF($G1701=16,(1-(($E1701-50)*0.005)),IF($G1701=21,(1-(($E1701-50)*0.005)),1))),1)*$CE1715,0)))","v":{"$error":"#VALUE!"}},{"$f":"IF($B1701>$F1701,0,IF($C1701>$G1701,0,ROUND((((($F1701-$B1701)/100)*IF('DBH-Upgrade'!$K$6='DBH-Upgrade'!$K$8,$CC1715,($BF1701/(($F1701-18)/100))))+((($B1701-18)/100)*$CB1715))*IF($E1701>50,IF($G1701=11,(1-(($E1701-50)*0.005)),IF($G1701=16,(1-(($E1701-50)*0.005)),IF($G1701=21,(1-(($E1701-50)*0.005)),1))),1)*$CD1715,0)))","v":{"$error":"#VALUE!"}},{"$f":"IF($B1701>$F1701,0,IF($C1701>$G1701,0,ROUND((((($F1701-$B1701)/100)*IF('DBH-Upgrade'!$K$6='DBH-Upgrade'!$K$8,$CC1715,($BF1701/(($F1701-18)/100))))+((($B1701-18)/100)*$CB1715))*IF($E1701>50,IF($G1701=11,(1-(($E1701-50)*0.005)),IF($G1701=16,(1-(($E1701-50)*0.005)),IF($G1701=21,(1-(($E1701-50)*0.005)),1))),1),0)))","v":{"$error":"#VALUE!"}},0.95,0.95,0.95,163,179,238,70,77,102,2.6567287715523955E-2,3.187794374571512E-2,5.4619091730267154E-2,3.2,5.5,5.9,7.9,null,3346,null,0.8,null,null,0,13.2,15.1,21.85,null,1,1,1,163,179,238,null,0,0,0,1,1127,2539,352,62,0.78402243332267385,0.72223627558039949,null,1,1,0.99999999999999978,0.99999999999999978,null,0]
["2202801510",{"$f":"'DBH-Upgrade'!$K$8-$CL1706","v":70},10,2,20,280,15,16.5,0,26,30,47.8,2324.8000000000002,{"$f":"IF($B1706>$F1706,0,IF($C1706>$G1706,0,ROUND((((($F1706-$B1706)/100)*IF('DBH-Upgrade'!$K$6='DBH-Upgrade'!$K$8,$BZ1720,($BE1706/(($F1706-18)/100))))+((($B1706-18)/100)*$CA1720))*$CE1720,0)))","v":{"$error":"#VALUE!"}},{"$f":"IF($B1706>$F1706,0,IF($C1706>$G1706,0,ROUND((((($F1706-$B1706)/100)*IF('DBH-Upgrade'!$K$6='DBH-Upgrade'!$K$8,$BZ1720,($BE1706/(($F1706-18)/100))))+((($B1706-18)/100)*$CA1720))*$CD1720,0)))","v":{"$error":"#VALUE!"}},{"$f":"IF($B1706>$F1706,0,IF($C1706>$G1706,0,ROUND(((($F1706-$B1706)/100)*IF('DBH-Upgrade'!$K$6='DBH-Upgrade'!$K$8,$BZ1720,($BE1706/(($F1706-18)/100))))+((($B1706-18)/100)*$CA1720),0)))","v":{"$error":"#VALUE!"}},1.5,1.08,1.08,1.08,2325,{"$f":"IF($B1706>$F1706,0,IF($C1706>$G1706,0,ROUND(((($F1706-$B1706)/100)*(IF('DBH-Upgrade'!$K$6='DBH-Upgrade'!$K$8,$BZ1720,($BE1706/(($F1706-18)/100))))*$CH1720)+((($B1706-18)/100)*$CA1720*$CE1720*$CG1720),0)))","v":{"$error":"#VALUE!"}},{"$f":"IF($B1706>$F1706,0,IF($C1706>$G1706,0,ROUND(((($F1706-$B1706)/100)*(IF('DBH-Upgrade'!$K$6='DBH-Upgrade'!$K$8,$BZ1720,($BE1706/(($F1706-18)/100))))*$CH1720)+((($B1706-18)/100)*$CA1720*$CD1720*$CG1720),0)))","v":{"$error":"#VALUE!"}},{"$f":"IF($B1706>$F1706,0,IF($C1706>$G1706,0,ROUND(((($F1706-$B1706)/100)*(IF('DBH-Upgrade'!$K$6='DBH-Upgrade'!$K$8,$BZ1720,($BE1706/(($F1706-18)/100))))*$CH1720)+((($B1706-18)/100)*$CA1720*$CG1720),0)))","v":{"$error":"#VALUE!"}},200,{"$error":"#VALUE!"},{"$error":"#VALUE!"},{"$error":"#VALUE!"},0.28153304863501788,{"$error":"#VALUE!"},{"$error":"#VALUE!"},{"$error":"#VALUE!"},2.0829999999999999E-4,1.724,2,4.6182900000000003E-4,{"$f":"IF($B1706>$F1706,0,IF($C1706>$G1706,0,ROUND((((($F1706-$B1706)/100)*IF('DBH-Upgrade'!$K$6='DBH-Upgrade'!$K$8,$CC1720,($BF1706/(($F1706-18)/100))))+((($B1706-18)/100)*$CB1720))*IF($E1706>50,IF($G1706=11,(1-(($E1706-50)*0.005)),IF($G1706=16,(1-(($E1706-50)*0.005)),IF($G1706=21,(1-(($E1706-50)*0.005)),1))),1)*$CE1720,0)))","v":{"$error":"#VALUE!"}},{"$f":"IF($B1706>$F1706,0,IF($C1706>$G1706,0,ROUND((((($F1706-$B1706)/100)*IF('DBH-Upgrade'!$K$6='DBH-Upgrade'!$K$8,$CC1720,($BF1706/(($F1706-18)/100))))+((($B1706-18)/100)*$CB1720))*IF($E1706>50,IF($G1706=11,(1-(($E1706-50)*0.005)),IF($G1706=16,(1-(($E1706-50)*0.005)),IF($G1706=21,(1-(($E1706-50)*0.005)),1))),1)*$CD1720,0)))","v":{"$error":"#VALUE!"}},{"$f":"IF($B1706>$F1706,0,IF($C1706>$G1706,0,ROUND((((($F1706-$B1706)/100)*IF('DBH-Upgrade'!$K$6='DBH-Upgrade'!$K$8,$CC1720,($BF1706/(($F1706-18)/100))))+((($B1706-18)/100)*$CB1720))*IF($E1706>50,IF($G1706=11,(1-(($E1706-50)*0.005)),IF($G1706=16,(1-(($E1706-50)*0.005)),IF($G1706=21,(1-(($E1706-50)*0.005)),1))),1),0)))","v":{"$error":"#VALUE!"}},1.01,1.01,1.01,174,178,264,75,77,114,4.3984211451485483E-2,4.6219990936823975E-2,9.6949838972611391E-2,2.8,5.5,5.9,7.9,null,2906,null,0.8,null,null,0,13.2,15.1,21.85,null,1,1,1,174,178,264,null,0,0,0,1,{"$error":"#VALUE!"},3682,458,{"$error":"#VALUE!"},0.78402243332267385,0.72223627558039949,null,1,1,0.99999999999999978,0.99999999999999978,null,0]
["235601510",{"$f":"'DBH-Upgrade'!$K$8-$CL1712","v":70},10,2,35,60,15,16.5,0,26,30,40,632,{"$f":"IF($B1712>$F1712,0,IF($C1712>$G1712,0,ROUND((((($F1712-$B1712)/100)*IF('DBH-Upgrade'!$K$6='DBH-Upgrade'!$K$8,$BZ1726,($BE1712/(($F1712-18)/100))))+((($B1712-18)/100)*$CA1726))*$CE1726,0)))","v":0},{"$f":"IF($B1712>$F1712,0,IF($C1712>$G1712,0,ROUND((((($F1712-$B1712)/100)*IF('DBH-Upgrade'!$K$6='DBH-Upgrade'!$K$8,$BZ1726,($BE1712/(($F1712-18)/100))))+((($B1712-18)/100)*$CA1726))*$CD1726,0)))","v":0},{"$f":"IF($B1712>$F1712,0,IF($C1712>$G1712,0,ROUND(((($F1712-$B1712)/100)*IF('DBH-Upgrade'!$K$6='DBH-Upgrade'!$K$8,$BZ1726,($BE1712/(($F1712-18)/100))))+((($B1712-18)/100)*$CA1726),0)))","v":0},1.5,1.08,1.08,1.08,632,{"$f":"IF($B1712>$F1712,0,IF($C1712>$G1712,0,ROUND(((($F1712-$B1712)/100)*(IF('DBH-Upgrade'!$K$6='DBH-Upgrade'!$K$8,$BZ1726,($BE1712/(($F1712-18)/100))))*$CH1726)+((($B1712-18)/100)*$CA1726*$CE1726*$CG1726),0)))","v":0},{"$f":"IF($B1712>$F1712,0,IF($C1712>$G1712,0,ROUND(((($F1712-$B1712)/100)*(IF('DBH-Upgrade'!$K$6='DBH-Upgrade'!$K$8,$BZ1726,($BE1712/(($F1712-18)/100))))*$CH1726)+((($B1712-18)/100)*$CA1726*$CD1726*$CG1726),0)))","v":0},{"$f":"IF($B1712>$F1712,0,IF($C1712>$G1712,0,ROUND(((($F1712-$B1712)/100)*(IF('DBH-Upgrade'!$K$6='DBH-Upgrade'!$K$8,$BZ1726,($BE1712/(($F1712-18)/100))))*$CH1726)+((($B1712-18)/100)*$CA1726*$CG1726),0)))","v":0},54,0,0,0,1.5002926741459546E-2,0,0,0,2.0829999999999999E-4,1.724,2,4.6182900000000003E-4,{"$f":"IF($B1712>$F1712,0,IF($C1712>$G1712,0,ROUND((((($F1712-$B1712)/100)*IF('DBH-Upgrade'!$K$6='DBH-Upgrade'!$K$8,$CC1726,($BF1712/(($F1712-18)/100))))+((($B1712-18)/100)*$CB1726))*IF($E1712>50,IF($G1712=11,(1-(($E1712-50)*0.005)),IF($G1712=16,(1-(($E1712-50)*0.005)),IF($G1712=21,(1-(($E1712-50)*0.005)),1))),1)*$CE1726,0)))","v":0},{"$f":"IF($B1712>$F1712,0,IF($C1712>$G1712,0,ROUND((((($F1712-$B1712)/100)*IF('DBH-Upgrade'!$K$6='DBH-Upgrade'!$K$8,$CC1726,($BF1712/(($F1712-18)/100))))+((($B1712-18)/100)*$CB1726))*IF($E1712>50,IF($G1712=11,(1-(($E1712-50)*0.005)),IF($G1712=16,(1-(($E1712-50)*0.005)),IF($G1712=21,(1-(($E1712-50)*0.005)),1))),1)*$CD1726,0)))","v":0},{"$f":"IF($B1712>$F1712,0,IF($C1712>$G1712,0,ROUND((((($F1712-$B1712)/100)*IF('DBH-Upgrade'!$K$6='DBH-Upgrade'!$K$8,$CC1726,($BF1712/(($F1712-18)/100))))+((($B1712-18)/100)*$CB1726))*IF($E1712>50,IF($G1712=11,(1-(($E1712-50)*0.005)),IF($G1712=16,(1-(($E1712-50)*0.005)),IF($G1712=21,(1-(($E1712-50)*0.005)),1))),1),0)))","v":0},1.01,1.01,1.01,0,0,0,0,0,0,0,0,0,0.6,"DBH-unit is too long!","DBH-unit is too long!","DBH-unit is too long!",null,790,null,0.8,null,null,0,"DBH-unit is too long!","DBH-unit is too long!","DBH-unit is too long!",null,1,1,1,0,0,0,null,0,0,0,1,{"$error":"#VALUE!"},3682,458,{"$error":"#VALUE!"},0.7585639347228863,0.69425955238573378,null,1,1,0.99999999999999978,0.99999999999999978,null,0]
["235701510",{"$f":"'DBH-Upgrade'!$K$8-$CL1718","v":60},10,2,35,70,15,16.5,0,26,30,41,737.6,{"$f":"IF($B1718>$F1718,0,IF($C1718>$G1718,0,ROUND((((($F1718-$B1718)/100)*IF('DBH-Upgrade'!$K$6='DBH-Upgrade'!$K$8,$BZ1732,($BE1718/(($F1718-18)/100))))+((($B1718-18)/100)*$CA1732))*$CE1732,0)))","v":{"$error":"#VALUE!"}},{"$f":"IF($B1718>$F1718,0,IF($C1718>$G1718,0,ROUND((((($F1718-$B1718)/100)*IF('DBH-Upgrade'!$K$6='DBH-Upgrade'!$K$8,$BZ1732,($BE1718/(($F1718-18)/100))))+((($B1718-18)/100)*$CA1732))*$CD1732,0)))","v":{"$error":"#VALUE!"}},{"$f":"IF($B1718>$F1718,0,IF($C1718>$G1718,0,ROUND(((($F1718-$B1718)/100)*IF('DBH-Upgrade'!$K$6='DBH-Upgrade'!$K$8,$BZ1732,($BE1718/(($F1718-18)/100))))+((($B1718-18)/100)*$CA1732),0)))","v":{"$error":"#VALUE!"}},1.5,1.08,1.08,1.08,738,{"$f":"IF($B1718>$F1718,0,IF($C1718>$G1718,0,ROUND(((($F1718-$B1718)/100)*(IF('DBH-Upgrade'!$K$6='DBH-Upgrade'!$K$8,$BZ1732,($BE1718/(($F1718-18)/100))))*$CH1732)+((($B1718-18)/100)*$CA1732*$CE1732*$CG1732),0)))","v":{"$error":"#VALUE!"}},{"$f":"IF($B1718>$F1718,0,IF($C1718>$G1718,0,ROUND(((($F1718-$B1718)/100)*(IF('DBH-Upgrade'!$K$6='DBH-Upgrade'!$K$8,$BZ1732,($BE1718/(($F1718-18)/100))))*$CH1732)+((($B1718-18)/100)*$CA1732*$CD1732*$CG1732),0)))","v":{"$error":"#VALUE!"}},{"$f":"IF($B1718>$F1718,0,IF($C1718>$G1718,0,ROUND(((($F1718-$B1718)/100)*(IF('DBH-Upgrade'!$K$6='DBH-Upgrade'!$K$8,$BZ1732,($BE1718/(($F1718-18)/100))))*$CH1732)+((($B1718-18)/100)*$CA1732*$CG1732),0)))","v":{"$error":"#VALUE!"}},63,{"$error":"#VALUE!"},{"$error":"#VALUE!"},{"$error":"#VALUE!"},2.0834724019940309E-2,{"$error":"#VALUE!"},{"$error":"#VALUE!"},{"$error":"#VALUE!"},2.0829999999999999E-4,1.724,2,4.6182900000000003E-4,{"$f":"IF($B1718>$F1718,0,IF($C1718>$G1718,0,ROUND((((($F1718-$B1718)/100)*IF('DBH-Upgrade'!$K$6='DBH-Upgrade'!$K$8,$CC1732,($BF1718/(($F1718-18)/100))))+((($B1718-18)/100)*$CB1732))*IF($E1718>50,IF($G1718=11,(1-(($E1718-50)*0.005)),IF($G1718=16,(1-(($E1718-50)*0.005)),IF($G1718=21,(1-(($E1718-50)*0.005)),1))),1)*$CE1732,0)))","v":{"$error":"#VALUE!"}},{"$f":"IF($B1718>$F1718,0,IF($C1718>$G1718,0,ROUND((((($F1718-$B1718)/100)*IF('DBH-Upgrade'!$K$6='DBH-Upgrade'!$K$8,$CC1732,($BF1718/(($F1718-18)/100))))+((($B1718-18)/100)*$CB1732))*IF($E1718>50,IF($G1718=11,(1-(($E1718-50)*0.005)),IF($G1718=16,(1-(($E1718-50)*0.005)),IF($G1718=21,(1-(($E1718-50)*0.005)),1))),1)*$CD1732,0)))","v":{"$error":"#VALUE!"}},{"$f":"IF($B1718>$F1718,0,IF($C1718>$G1718,0,ROUND((((($F1718-$B1718)/100)*IF('DBH-Upgrade'!$K$6='DBH-Upgrade'!$K$8,$CC1732,($BF1718/(($F1718-18)/100))))+((($B1718-18)/100)*$CB1732))*IF($E1718>50,IF($G1718=11,(1-(($E1718-50)*0.005)),IF($G1718=16,(1-(($E1718-50)*0.005)),IF($G1718=21,(1-(($E1718-50)*0.005)),1))),1),0)))","v":{"$error":"#VALUE!"}},1.01,1.01,1.01,150,161,213,65,69,92,2.2152309746863368E-2,2.4906816538626166E-2,4.3822991749213405E-2,0.7,5.5,5.9,7.9,null,922,null,0.8,null,null,0,13.2,15.1,21.85,null,1,1,1,150,161,213,null,0,0,0,1,{"$error":"#VALUE!"},3682,458,{"$error":"#VALUE!"},0.75,0.68,null,1,1,0.99999999999999978,0.99999999999999978,null,10]
["235802010",{"$f":"'DBH-Upgrade'!$K$8-$CL1726","v":70},10,2,35,80,20,21.5,0,26,30,41.8,1152.8,{"$f":"IF($B1726>$F1726,0,IF($C1726>$G1726,0,ROUND((((($F1726-$B1726)/100)*IF('DBH-Upgrade'!$K$6='DBH-Upgrade'!$K$8,$BZ1740,($BE1726/(($F1726-18)/100))))+((($B1726-18)/100)*$CA1740))*$CE1740,0)))","v":{"$error":"#VALUE!"}},{"$f":"IF($B1726>$F1726,0,IF($C1726>$G1726,0,ROUND((((($F1726-$B1726)/100)*IF('DBH-Upgrade'!$K$6='DBH-Upgrade'!$K$8,$BZ1740,($BE1726/(($F1726-18)/100))))+((($B1726-18)/100)*$CA1740))*$CD1740,0)))","v":{"$error":"#VALUE!"}},{"$f":"IF($B1726>$F1726,0,IF($C1726>$G1726,0,ROUND(((($F1726-$B1726)/100)*IF('DBH-Upgrade'!$K$6='DBH-Upgrade'!$K$8,$BZ1740,($BE1726/(($F1726-18)/100))))+((($B1726-18)/100)*$CA1740),0)))","v":{"$error":"#VALUE!"}},1.5,1.08,1.08,1.08,1153,{"$f":"IF($B1726>$F1726,0,IF($C1726>$G1726,0,ROUND(((($F1726-$B1726)/100)*(IF('DBH-Upgrade'!$K$6='DBH-Upgrade'!$K$8,$BZ1740,($BE1726/(($F1726-18)/100))))*$CH1740)+((($B1726-18)/100)*$CA1740*$CE1740*$CG1740),0)))","v":{"$error":"#VALUE!"}},{"$f":"IF($B1726>$F1726,0,IF($C1726>$G1726,0,ROUND(((($F1726-$B1726)/100)*(IF('DBH-Upgrade'!$K$6='DBH-Upgrade'!$K$8,$BZ1740,($BE1726/(($F1726-18)/100))))*$CH1740)+((($B1726-18)/100)*$CA1740*$CD1740*$CG1740),0)))","v":{"$error":"#VALUE!"}},{"$f":"IF($B1726>$F1726,0,IF($C1726>$G1726,0,ROUND(((($F1726-$B1726)/100)*(IF('DBH-Upgrade'!$K$6='DBH-Upgrade'!$K$8,$BZ1740,($BE1726/(($F1726-18)/100))))*$CH1740)+((($B1726-18)/100)*$CA1740*$CG1740),0)))","v":{"$error":"#VALUE!"}},99,{"$error":"#VALUE!"},{"$error":"#VALUE!"},{"$error":"#VALUE!"},4.0653584663894897E-2,{"$error":"#VALUE!"},{"$error":"#VALUE!"},{"$error":"#VALUE!"},1.2760000000000001E-4,1.7219,2,3.76611E-4,{"$f":"IF($B1726>$F1726,0,IF($C1726>$G1726,0,ROUND((((($F1726-$B1726)/100)*IF('DBH-Upgrade'!$K$6='DBH-Upgrade'!$K$8,$CC1740,($BF1726/(($F1726-18)/100))))+((($B1726-18)/100)*$CB1740))*IF($E1726>50,IF($G1726=11,(1-(($E1726-50)*0.005)),IF($G1726=16,(1-(($E1726-50)*0.005)),IF($G1726=21,(1-(($E1726-50)*0.005)),1))),1)*$CE1740,0)))","v":{"$error":"#VALUE!"}},{"$f":"IF($B1726>$F1726,0,IF($C1726>$G1726,0,ROUND((((($F1726-$B1726)/100)*IF('DBH-Upgrade'!$K$6='DBH-Upgrade'!$K$8,$CC1740,($BF1726/(($F1726-18)/100))))+((($B1726-18)/100)*$CB1740))*IF($E1726>50,IF($G1726=11,(1-(($E1726-50)*0.005)),IF($G1726=16,(1-(($E1726-50)*0.005)),IF($G1726=21,(1-(($E1726-50)*0.005)),1))),1)*$CD1740,0)))","v":{"$error":"#VALUE!"}},{"$f":"IF($B1726>$F1726,0,IF($C1726>$G1726,0,ROUND((((($F1726-$B1726)/100)*IF('DBH-Upgrade'!$K$6='DBH-Upgrade'!$K$8,$CC1740,($BF1726/(($F1726-18)/100))))+((($B1726-18)/100)*$CB1740))*IF($E1726>50,IF($G1726=11,(1-(($E1726-50)*0.005)),IF($G1726=16,(1-(($E1726-50)*0.005)),IF($G1726=21,(1-(($E1726-50)*0.005)),1))),1),0)))","v":{"$error":"#VALUE!"}},0.95,0.95,0.95,184,197,238,79,85,102,2.6071835263107315E-2,3.0111638446644183E-2,4.3115449560715988E-2,1.1000000000000001,5.5,5.9,7.9,null,1441,null,0.8,null,null,0,13.2,15.1,21.85,null,1,1,1,184,197,238,null,0,0,0,1,{"$error":"#VALUE!"},3301,508,{"$error":"#VALUE!"},{"$f":"CS$74","v":0.75555534806492441},{"$f":"CT$74","v":0.70383877729866806},null,1,1,0.99999999999999978,0.99999999999999978,null,0]
["2351001010",{"$f":"'DBH-Upgrade'!$K$8-$CL1734","v":70},10,2,35,100,10,11.5,0,26,30,43,706.5,{"$f":"IF($B1734>$F1734,0,IF($C1734>$G1734,0,ROUND((((($F1734-$B1734)/100)*IF('DBH-Upgrade'!$K$6='DBH-Upgrade'!$K$8,$BZ1748,($BE1734/(($F1734-18)/100))))+((($B1734-18)/100)*$CA1748))*$CE1748,0)))","v":1254},{"$f":"IF($B1734>$F1734,0,IF($C1734>$G1734,0,ROUND((((($F1734-$B1734)/100)*IF('DBH-Upgrade'!$K$6='DBH-Upgrade'!$K$8,$BZ1748,($BE1734/(($F1734-18)/100))))+((($B1734-18)/100)*$CA1748))*$CD1748,0)))","v":1351},{"$f":"IF($B1734>$F1734,0,IF($C1734>$G1734,0,ROUND(((($F1734-$B1734)/100)*IF('DBH-Upgrade'!$K$6='DBH-Upgrade'!$K$8,$BZ1748,($BE1734/(($F1734-18)/100))))+((($B1734-18)/100)*$CA1748),0)))","v":1658},1.5,1.08,1.08,1.08,707,{"$f":"IF($B1734>$F1734,0,IF($C1734>$G1734,0,ROUND(((($F1734-$B1734)/100)*(IF('DBH-Upgrade'!$K$6='DBH-Upgrade'!$K$8,$BZ1748,($BE1734/(($F1734-18)/100))))*$CH1748)+((($B1734-18)/100)*$CA1748*$CE1748*$CG1748),0)))","v":1336},{"$f":"IF($B1734>$F1734,0,IF($C1734>$G1734,0,ROUND(((($F1734-$B1734)/100)*(IF('DBH-Upgrade'!$K$6='DBH-Upgrade'!$K$8,$BZ1748,($BE1734/(($F1734-18)/100))))*$CH1748)+((($B1734-18)/100)*$CA1748*$CD1748*$CG1748),0)))","v":1414},{"$f":"IF($B1734>$F1734,0,IF($C1734>$G1734,0,ROUND(((($F1734-$B1734)/100)*(IF('DBH-Upgrade'!$K$6='DBH-Upgrade'!$K$8,$BZ1748,($BE1734/(($F1734-18)/100))))*$CH1748)+((($B1734-18)/100)*$CA1748*$CG1748),0)))","v":1658},61,115,122,143,2.1717915640486678E-2,7.2607555810554031E-2,8.1278003768061005E-2,0.11009657991959067,3.969E-4,1.7345999999999999,2,3.6734700000000002E-4,{"$f":"IF($B1734>$F1734,0,IF($C1734>$G1734,0,ROUND((((($F1734-$B1734)/100)*IF('DBH-Upgrade'!$K$6='DBH-Upgrade'!$K$8,$CC1748,($BF1734/(($F1734-18)/100))))+((($B1734-18)/100)*$CB1748))*IF($E1734>50,IF($G1734=11,(1-(($E1734-50)*0.005)),IF($G1734=16,(1-(($E1734-50)*0.005)),IF($G1734=21,(1-(($E1734-50)*0.005)),1))),1)*$CE1748,0)))","v":152},{"$f":"IF($B1734>$F1734,0,IF($C1734>$G1734,0,ROUND((((($F1734-$B1734)/100)*IF('DBH-Upgrade'!$K$6='DBH-Upgrade'!$K$8,$CC1748,($BF1734/(($F1734-18)/100))))+((($B1734-18)/100)*$CB1748))*IF($E1734>50,IF($G1734=11,(1-(($E1734-50)*0.005)),IF($G1734=16,(1-(($E1734-50)*0.005)),IF($G1734=21,(1-(($E1734-50)*0.005)),1))),1)*$CD1748,0)))","v":164},{"$f":"IF($B1734>$F1734,0,IF($C1734>$G1734,0,ROUND((((($F1734-$B1734)/100)*IF('DBH-Upgrade'!$K$6='DBH-Upgrade'!$K$8,$CC1748,($BF1734/(($F1734-18)/100))))+((($B1734-18)/100)*$CB1748))*IF($E1734>50,IF($G1734=11,(1-(($E1734-50)*0.005)),IF($G1734=16,(1-(($E1734-50)*0.005)),IF($G1734=21,(1-(($E1734-50)*0.005)),1))),1),0)))","v":202},0.98,0.98,0.98,138,149,183,59,64,79,2.038632436986812E-2,2.3790647165058351E-2,3.5500318423572673E-2,0.7,5.5,5.9,7.9,null,785,null,0.9,null,null,0,13.2,15.1,21.85,null,1,1,1,138,149,183,null,0,0,0,1,{"$error":"#VALUE!"},3682,458,{"$error":"#VALUE!"},{"$f":"CW$75","v":0.83640285665941616},{"$f":"CX$75","v":0.77994091438995627},null,1,1,0.99999999999999978,0.99999999999999978,null,0]
["2351101110",{"$f":"'DBH-Upgrade'!$K$8-$CL1741","v":70},10,2,35,110,11,11.5,0,26,30,43.5,821.44,{"$f":"IF($B1741>$F1741,0,IF($C1741>$G1741,0,ROUND((((($F1741-$B1741)/100)*IF('DBH-Upgrade'!$K$6='DBH-Upgrade'!$K$8,$BZ1755,($BE1741/(($F1741-18)/100))))+((($B1741-18)/100)*$CA1755))*$CE1755,0)))","v":2039},{"$f":"IF($B1741>$F1741,0,IF($C1741>$G1741,0,ROUND((((($F1741-$B1741)/100)*IF('DBH-Upgrade'!$K$6='DBH-Upgrade'!$K$8,$BZ1755,($BE1741/(($F1741-18)/100))))+((($B1741-18)/100)*$CA1755))*$CD1755,0)))","v":2197},{"$f":"IF($B1741>$F1741,0,IF($C1741>$G1741,0,ROUND(((($F1741-$B1741)/100)*IF('DBH-Upgrade'!$K$6='DBH-Upgrade'!$K$8,$BZ1755,($BE1741/(($F1741-18)/100))))+((($B1741-18)/100)*$CA1755),0)))","v":2697},1.5,1.1000000000000001,1.1000000000000001,1.1000000000000001,821,{"$f":"IF($B1741>$F1741,0,IF($C1741>$G1741,0,ROUND(((($F1741-$B1741)/100)*(IF('DBH-Upgrade'!$K$6='DBH-Upgrade'!$K$8,$BZ1755,($BE1741/(($F1741-18)/100))))*$CH1755)+((($B1741-18)/100)*$CA1755*$CE1755*$CG1755),0)))","v":2260},{"$f":"IF($B1741>$F1741,0,IF($C1741>$G1741,0,ROUND(((($F1741-$B1741)/100)*(IF('DBH-Upgrade'!$K$6='DBH-Upgrade'!$K$8,$BZ1755,($BE1741/(($F1741-18)/100))))*$CH1755)+((($B1741-18)/100)*$CA1755*$CD1755*$CG1755),0)))","v":2365},{"$f":"IF($B1741>$F1741,0,IF($C1741>$G1741,0,ROUND(((($F1741-$B1741)/100)*(IF('DBH-Upgrade'!$K$6='DBH-Upgrade'!$K$8,$BZ1755,($BE1741/(($F1741-18)/100))))*$CH1755)+((($B1741-18)/100)*$CA1755*$CG1755),0)))","v":2697},71,194,203,232,5.2559853977011808E-2,0.35012381719424973,0.38155138855397469,0.49154822665047959,3.969E-4,1.7345999999999999,4,5.7428799999999995E-4,{"$f":"IF($B1741>$F1741,0,IF($C1741>$G1741,0,ROUND((((($F1741-$B1741)/100)*IF('DBH-Upgrade'!$K$6='DBH-Upgrade'!$K$8,$CC1755,($BF1741/(($F1741-18)/100))))+((($B1741-18)/100)*$CB1755))*IF($E1741>50,IF($G1741=11,(1-(($E1741-50)*0.005)),IF($G1741=16,(1-(($E1741-50)*0.005)),IF($G1741=21,(1-(($E1741-50)*0.005)),1))),1)*$CE1755,0)))","v":242},{"$f":"IF($B1741>$F1741,0,IF($C1741>$G1741,0,ROUND((((($F1741-$B1741)/100)*IF('DBH-Upgrade'!$K$6='DBH-Upgrade'!$K$8,$CC1755,($BF1741/(($F1741-18)/100))))+((($B1741-18)/100)*$CB1755))*IF($E1741>50,IF($G1741=11,(1-(($E1741-50)*0.005)),IF($G1741=16,(1-(($E1741-50)*0.005)),IF($G1741=21,(1-(($E1741-50)*0.005)),1))),1)*$CD1755,0)))","v":261},{"$f":"IF($B1741>$F1741,0,IF($C1741>$G1741,0,ROUND((((($F1741-$B1741)/100)*IF('DBH-Upgrade'!$K$6='DBH-Upgrade'!$K$8,$CC1755,($BF1741/(($F1741-18)/100))))+((($B1741-18)/100)*$CB1755))*IF($E1741>50,IF($G1741=11,(1-(($E1741-50)*0.005)),IF($G1741=16,(1-(($E1741-50)*0.005)),IF($G1741=21,(1-(($E1741-50)*0.005)),1))),1),0)))","v":320},0.95,0.95,0.95,227,244,300,98,105,129,9.6357901591285405E-2,0.10973375255069176,0.16180405491556304,1.5,5.5,5.9,7.9,null,1208,null,0.68,null,null,0,13.2,15.1,21.85,null,1,1,1,227,244,300,null,0,0,0,1,{"$error":"#VALUE!"},5340,750,{"$error":"#VALUE!"},0.74531089933631789,0.69504144552059222,null,1,1,0.99999999999999978,0.99999999999999978,null,0]
["2351201010",{"$f":"'DBH-Upgrade'!$K$8-$CL1746","v":70},10,2,35,120,10,11.5,0,26,30,44,847.80000000000007,{"$f":"IF($B1746>$F1746,0,IF($C1746>$G1746,0,ROUND((((($F1746-$B1746)/100)*IF('DBH-Upgrade'!$K$6='DBH-Upgrade'!$K$8,$BZ1760,($BE1746/(($F1746-18)/100))))+((($B1746-18)/100)*$CA1760))*$CE1760,0)))","v":1400},{"$f":"IF($B1746>$F1746,0,IF($C1746>$G1746,0,ROUND((((($F1746-$B1746)/100)*IF('DBH-Upgrade'!$K$6='DBH-Upgrade'!$K$8,$BZ1760,($BE1746/(($F1746-18)/100))))+((($B1746-18)/100)*$CA1760))*$CD1760,0)))","v":1513},{"$f":"IF($B1746>$F1746,0,IF($C1746>$G1746,0,ROUND(((($F1746-$B1746)/100)*IF('DBH-Upgrade'!$K$6='DBH-Upgrade'!$K$8,$BZ1760,($BE1746/(($F1746-18)/100))))+((($B1746-18)/100)*$CA1760),0)))","v":1884},1.5,1.08,1.08,1.08,848,{"$f":"IF($B1746>$F1746,0,IF($C1746>$G1746,0,ROUND(((($F1746-$B1746)/100)*(IF('DBH-Upgrade'!$K$6='DBH-Upgrade'!$K$8,$BZ1760,($BE1746/(($F1746-18)/100))))*$CH1760)+((($B1746-18)/100)*$CA1760*$CE1760*$CG1760),0)))","v":1545},{"$f":"IF($B1746>$F1746,0,IF($C1746>$G1746,0,ROUND(((($F1746-$B1746)/100)*(IF('DBH-Upgrade'!$K$6='DBH-Upgrade'!$K$8,$BZ1760,($BE1746/(($F1746-18)/100))))*$CH1760)+((($B1746-18)/100)*$CA1760*$CD1760*$CG1760),0)))","v":1624},{"$f":"IF($B1746>$F1746,0,IF($C1746>$G1746,0,ROUND(((($F1746-$B1746)/100)*(IF('DBH-Upgrade'!$K$6='DBH-Upgrade'!$K$8,$BZ1760,($BE1746/(($F1746-18)/100))))*$CH1760)+((($B1746-18)/100)*$CA1760*$CG1760),0)))","v":1884},73,133,140,162,3.3203528634013511E-2,0.10336611973575756,0.11393853661367993,0.15035448316497366,3.969E-4,1.7345999999999999,2,3.6734700000000002E-4,{"$f":"IF($B1746>$F1746,0,IF($C1746>$G1746,0,ROUND((((($F1746-$B1746)/100)*IF('DBH-Upgrade'!$K$6='DBH-Upgrade'!$K$8,$CC1760,($BF1746/(($F1746-18)/100))))+((($B1746-18)/100)*$CB1760))*IF($E1746>50,IF($G1746=11,(1-(($E1746-50)*0.005)),IF($G1746=16,(1-(($E1746-50)*0.005)),IF($G1746=21,(1-(($E1746-50)*0.005)),1))),1)*$CE1760,0)))","v":159},{"$f":"IF($B1746>$F1746,0,IF($C1746>$G1746,0,ROUND((((($F1746-$B1746)/100)*IF('DBH-Upgrade'!$K$6='DBH-Upgrade'!$K$8,$CC1760,($BF1746/(($F1746-18)/100))))+((($B1746-18)/100)*$CB1760))*IF($E1746>50,IF($G1746=11,(1-(($E1746-50)*0.005)),IF($G1746=16,(1-(($E1746-50)*0.005)),IF($G1746=21,(1-(($E1746-50)*0.005)),1))),1)*$CD1760,0)))","v":172},{"$f":"IF($B1746>$F1746,0,IF($C1746>$G1746,0,ROUND((((($F1746-$B1746)/100)*IF('DBH-Upgrade'!$K$6='DBH-Upgrade'!$K$8,$CC1760,($BF1746/(($F1746-18)/100))))+((($B1746-18)/100)*$CB1760))*IF($E1746>50,IF($G1746=11,(1-(($E1746-50)*0.005)),IF($G1746=16,(1-(($E1746-50)*0.005)),IF($G1746=21,(1-(($E1746-50)*0.005)),1))),1),0)))","v":214},0.98,0.98,0.98,136,147,183,58,63,79,2.1517231813908286E-2,2.5146086573036332E-2,3.8545345217725166E-2,0.8,5.5,5.9,7.9,null,942,null,0.9,null,null,0,13.2,15.1,21.85,null,1,1,1,136,147,183,null,0,0,0,1,{"$error":"#VALUE!"},3682,458,{"$error":"#VALUE!"},0.8212441545440573,0.76343880970753542,null,1,1,0.99999999999999978,0.99999999999999978,null,0]
["2351202110",{"$f":"'DBH-Upgrade'!$K$8-$CL1751","v":70},10,2,35,120,21,21.5,0,26,30,44,1995.2,{"$f":"IF($B1751>$F1751,0,IF($C1751>$G1751,0,ROUND((((($F1751-$B1751)/100)*IF('DBH-Upgrade'!$K$6='DBH-Upgrade'!$K$8,$BZ1765,($BE1751/(($F1751-18)/100))))+((($B1751-18)/100)*$CA1765))*$CE1765,0)))","v":{"$error":"#VALUE!"}},{"$f":"IF($B1751>$F1751,0,IF($C1751>$G1751,0,ROUND((((($F1751-$B1751)/100)*IF('DBH-Upgrade'!$K$6='DBH-Upgrade'!$K$8,$BZ1765,($BE1751/(($F1751-18)/100))))+((($B1751-18)/100)*$CA1765))*$CD1765,0)))","v":{"$error":"#VALUE!"}},{"$f":"IF($B1751>$F1751,0,IF($C1751>$G1751,0,ROUND(((($F1751-$B1751)/100)*IF('DBH-Upgrade'!$K$6='DBH-Upgrade'!$K$8,$BZ1765,($BE1751/(($F1751-18)/100))))+((($B1751-18)/100)*$CA1765),0)))","v":{"$error":"#VALUE!"}},1.5,1.05,1.05,1.05,1995,{"$f":"IF($B1751>$F1751,0,IF($C1751>$G1751,0,ROUND(((($F1751-$B1751)/100)*(IF('DBH-Upgrade'!$K$6='DBH-Upgrade'!$K$8,$BZ1765,($BE1751/(($F1751-18)/100))))*$CH1765)+((($B1751-18)/100)*$CA1765*$CE1765*$CG1765),0)))","v":{"$error":"#VALUE!"}},{"$f":"IF($B1751>$F1751,0,IF($C1751>$G1751,0,ROUND(((($F1751-$B1751)/100)*(IF('DBH-Upgrade'!$K$6='DBH-Upgrade'!$K$8,$BZ1765,($BE1751/(($F1751-18)/100))))*$CH1765)+((($B1751-18)/100)*$CA1765*$CD1765*$CG1765),0)))","v":{"$error":"#VALUE!"}},{"$f":"IF($B1751>$F1751,0,IF($C1751>$G1751,0,ROUND(((($F1751-$B1751)/100)*(IF('DBH-Upgrade'!$K$6='DBH-Upgrade'!$K$8,$BZ1765,($BE1751/(($F1751-18)/100))))*$CH1765)+((($B1751-18)/100)*$CA1765*$CG1765),0)))","v":{"$error":"#VALUE!"}},172,{"$error":"#VALUE!"},{"$error":"#VALUE!"},{"$error":"#VALUE!"},0.18641731873230047,{"$error":"#VALUE!"},{"$error":"#VALUE!"},{"$error":"#VALUE!"},1.2760000000000001E-4,1.7219,4,5.1420100000000005E-4,{"$f":"IF($B1751>$F1751,0,IF($C1751>$G1751,0,ROUND((((($F1751-$B1751)/100)*IF('DBH-Upgrade'!$K$6='DBH-Upgrade'!$K$8,$CC1765,($BF1751/(($F1751-18)/100))))+((($B1751-18)/100)*$CB1765))*IF($E1751>50,IF($G1751=11,(1-(($E1751-50)*0.005)),IF($G1751=16,(1-(($E1751-50)*0.005)),IF($G1751=21,(1-(($E1751-50)*0.005)),1))),1)*$CE1765,0)))","v":{"$error":"#VALUE!"}},{"$f":"IF($B1751>$F1751,0,IF($C1751>$G1751,0,ROUND((((($F1751-$B1751)/100)*IF('DBH-Upgrade'!$K$6='DBH-Upgrade'!$K$8,$CC1765,($BF1751/(($F1751-18)/100))))+((($B1751-18)/100)*$CB1765))*IF($E1751>50,IF($G1751=11,(1-(($E1751-50)*0.005)),IF($G1751=16,(1-(($E1751-50)*0.005)),IF($G1751=21,(1-(($E1751-50)*0.005)),1))),1)*$CD1765,0)))","v":{"$error":"#VALUE!"}},{"$f":"IF($B1751>$F1751,0,IF($C1751>$G1751,0,ROUND((((($F1751-$B1751)/100)*IF('DBH-Upgrade'!$K$6='DBH-Upgrade'!$K$8,$CC1765,($BF1751/(($F1751-18)/100))))+((($B1751-18)/100)*$CB1765))*IF($E1751>50,IF($G1751=11,(1-(($E1751-50)*0.005)),IF($G1751=16,(1-(($E1751-50)*0.005)),IF($G1751=21,(1-(($E1751-50)*0.005)),1))),1),0)))","v":{"$error":"#VALUE!"}},0.85,0.85,0.85,262,280,390,113,120,168,8.245841126666241E-2,9.2652329469018954E-2,0.17808143535683091,3.2,5.5,5.9,7.9,null,2494,null,0.8,null,null,0,13.2,15.1,21.85,null,1,1,1,262,280,390,null,0,0,0,1,{"$error":"#VALUE!"},4479,834,{"$error":"#VALUE!"},0.72541359909535208,0.67746340042029107,null,1,1,0.99999999999999978,0.99999999999999978,null,0]
["2351402010",{"$f":"'DBH-Upgrade'!$K$8-$CL1756","v":70},10,2,35,140,20,21.5,0,26,30,44.8,1936.8000000000002,{"$f":"IF($B1756>$F1756,0,IF($C1756>$G1756,0,ROUND((((($F1756-$B1756)/100)*IF('DBH-Upgrade'!$K$6='DBH-Upgrade'!$K$8,$BZ1770,($BE1756/(($F1756-18)/100))))+((($B1756-18)/100)*$CA1770))*$CE1770,0)))","v":{"$error":"#VALUE!"}},{"$f":"IF($B1756>$F1756,0,IF($C1756>$G1756,0,ROUND((((($F1756-$B1756)/100)*IF('DBH-Upgrade'!$K$6='DBH-Upgrade'!$K$8,$BZ1770,($BE1756/(($F1756-18)/100))))+((($B1756-18)/100)*$CA1770))*$CD1770,0)))","v":{"$error":"#VALUE!"}},{"$f":"IF($B1756>$F1756,0,IF($C1756>$G1756,0,ROUND(((($F1756-$B1756)/100)*IF('DBH-Upgrade'!$K$6='DBH-Upgrade'!$K$8,$BZ1770,($BE1756/(($F1756-18)/100))))+((($B1756-18)/100)*$CA1770),0)))","v":{"$error":"#VALUE!"}},1.5,1.08,1.08,1.08,1937,{"$f":"IF($B1756>$F1756,0,IF($C1756>$G1756,0,ROUND(((($F1756-$B1756)/100)*(IF('DBH-Upgrade'!$K$6='DBH-Upgrade'!$K$8,$BZ1770,($BE1756/(($F1756-18)/100))))*$CH1770)+((($B1756-18)/100)*$CA1770*$CE1770*$CG1770),0)))","v":{"$error":"#VALUE!"}},{"$f":"IF($B1756>$F1756,0,IF($C1756>$G1756,0,ROUND(((($F1756-$B1756)/100)*(IF('DBH-Upgrade'!$K$6='DBH-Upgrade'!$K$8,$BZ1770,($BE1756/(($F1756-18)/100))))*$CH1770)+((($B1756-18)/100)*$CA1770*$CD1770*$CG1770),0)))","v":{"$error":"#VALUE!"}},{"$f":"IF($B1756>$F1756,0,IF($C1756>$G1756,0,ROUND(((($F1756-$B1756)/100)*(IF('DBH-Upgrade'!$K$6='DBH-Upgrade'!$K$8,$BZ1770,($BE1756/(($F1756-18)/100))))*$CH1770)+((($B1756-18)/100)*$CA1770*$CG1770),0)))","v":{"$error":"#VALUE!"}},167,{"$error":"#VALUE!"},{"$error":"#VALUE!"},{"$error":"#VALUE!"},0.1240376978184978,{"$error":"#VALUE!"},{"$error":"#VALUE!"},{"$error":"#VALUE!"},1.2760000000000001E-4,1.7219,2,3.76611E-4,{"$f":"IF($B1756>$F1756,0,IF($C1756>$G1756,0,ROUND((((($F1756-$B1756)/100)*IF('DBH-Upgrade'!$K$6='DBH-Upgrade'!$K$8,$CC1770,($BF1756/(($F1756-18)/100))))+((($B1756-18)/100)*$CB1770))*IF($E1756>50,IF($G1756=11,(1-(($E1756-50)*0.005)),IF($G1756=16,(1-(($E1756-50)*0.005)),IF($G1756=21,(1-(($E1756-50)*0.005)),1))),1)*$CE1770,0)))","v":{"$error":"#VALUE!"}},{"$f":"IF($B1756>$F1756,0,IF($C1756>$G1756,0,ROUND((((($F1756-$B1756)/100)*IF('DBH-Upgrade'!$K$6='DBH-Upgrade'!$K$8,$CC1770,($BF1756/(($F1756-18)/100))))+((($B1756-18)/100)*$CB1770))*IF($E1756>50,IF($G1756=11,(1-(($E1756-50)*0.005)),IF($G1756=16,(1-(($E1756-50)*0.005)),IF($G1756=21,(1-(($E1756-50)*0.005)),1))),1)*$CD1770,0)))","v":{"$error":"#VALUE!"}},{"$f":"IF($B1756>$F1756,0,IF($C1756>$G1756,0,ROUND((((($F1756-$B1756)/100)*IF('DBH-Upgrade'!$K$6='DBH-Upgrade'!$K$8,$CC1770,($BF1756/(($F1756-18)/100))))+((($B1756-18)/100)*$CB1770))*IF($E1756>50,IF($G1756=11,(1-(($E1756-50)*0.005)),IF($G1756=16,(1-(($E1756-50)*0.005)),IF($G1756=21,(1-(($E1756-50)*0.005)),1))),1),0)))","v":{"$error":"#VALUE!"}},0.95,0.95,0.95,174,189,238,75,81,102,2.6078877810158829E-2,3.0287048708102136E-2,4.7429315374297669E-2,1.9,5.5,5.9,7.9,null,2421,null,0.8,null,null,0,13.2,15.1,21.85,null,1,1,1,174,189,238,null,0,0,0,1,{"$error":"#VALUE!"},3301,508,{"$error":"#VALUE!"},0.72541359909535208,0.67746340042029107,null,1,1,0.99999999999999978,0.99999999999999978,null,0]
["2351801510",{"$f":"'DBH-Upgrade'!$K$8-$CL1766","v":50},10,2,35,180,15,16.5,0,26,30,46,1896.8000000000002,{"$f":"IF($B1766>$F1766,0,IF($C1766>$G1766,0,ROUND((((($F1766-$B1766)/100)*IF('DBH-Upgrade'!$K$6='DBH-Upgrade'!$K$8,$BZ1780,($BE1766/(($F1766-18)/100))))+((($B1766-18)/100)*$CA1780))*$CE1780,0)))","v":{"$error":"#VALUE!"}},{"$f":"IF($B1766>$F1766,0,IF($C1766>$G1766,0,ROUND((((($F1766-$B1766)/100)*IF('DBH-Upgrade'!$K$6='DBH-Upgrade'!$K$8,$BZ1780,($BE1766/(($F1766-18)/100))))+((($B1766-18)/100)*$CA1780))*$CD1780,0)))","v":{"$error":"#VALUE!"}},{"$f":"IF($B1766>$F1766,0,IF($C1766>$G1766,0,ROUND(((($F1766-$B1766)/100)*IF('DBH-Upgrade'!$K$6='DBH-Upgrade'!$K$8,$BZ1780,($BE1766/(($F1766-18)/100))))+((($B1766-18)/100)*$CA1780),0)))","v":{"$error":"#VALUE!"}},1.5,1.08,1.08,1.08,1897,{"$f":"IF($B1766>$F1766,0,IF($C1766>$G1766,0,ROUND(((($F1766-$B1766)/100)*(IF('DBH-Upgrade'!$K$6='DBH-Upgrade'!$K$8,$BZ1780,($BE1766/(($F1766-18)/100))))*$CH1780)+((($B1766-18)/100)*$CA1780*$CE1780*$CG1780),0)))","v":{"$error":"#VALUE!"}},{"$f":"IF($B1766>$F1766,0,IF($C1766>$G1766,0,ROUND(((($F1766-$B1766)/100)*(IF('DBH-Upgrade'!$K$6='DBH-Upgrade'!$K$8,$BZ1780,($BE1766/(($F1766-18)/100))))*$CH1780)+((($B1766-18)/100)*$CA1780*$CD1780*$CG1780),0)))","v":{"$error":"#VALUE!"}},{"$f":"IF($B1766>$F1766,0,IF($C1766>$G1766,0,ROUND(((($F1766-$B1766)/100)*(IF('DBH-Upgrade'!$K$6='DBH-Upgrade'!$K$8,$BZ1780,($BE1766/(($F1766-18)/100))))*$CH1780)+((($B1766-18)/100)*$CA1780*$CG1780),0)))","v":{"$error":"#VALUE!"}},163,{"$error":"#VALUE!"},{"$error":"#VALUE!"},{"$error":"#VALUE!"},0.16428621705509305,{"$error":"#VALUE!"},{"$error":"#VALUE!"},{"$error":"#VALUE!"},2.0829999999999999E-4,1.724,2,4.6182900000000003E-4,{"$f":"IF($B1766>$F1766,0,IF($C1766>$G1766,0,ROUND((((($F1766-$B1766)/100)*IF('DBH-Upgrade'!$K$6='DBH-Upgrade'!$K$8,$CC1780,($BF1766/(($F1766-18)/100))))+((($B1766-18)/100)*$CB1780))*IF($E1766>50,IF($G1766=11,(1-(($E1766-50)*0.005)),IF($G1766=16,(1-(($E1766-50)*0.005)),IF($G1766=21,(1-(($E1766-50)*0.005)),1))),1)*$CE1780,0)))","v":{"$error":"#VALUE!"}},{"$f":"IF($B1766>$F1766,0,IF($C1766>$G1766,0,ROUND((((($F1766-$B1766)/100)*IF('DBH-Upgrade'!$K$6='DBH-Upgrade'!$K$8,$CC1780,($BF1766/(($F1766-18)/100))))+((($B1766-18)/100)*$CB1780))*IF($E1766>50,IF($G1766=11,(1-(($E1766-50)*0.005)),IF($G1766=16,(1-(($E1766-50)*0.005)),IF($G1766=21,(1-(($E1766-50)*0.005)),1))),1)*$CD1780,0)))","v":{"$error":"#VALUE!"}},{"$f":"IF($B1766>$F1766,0,IF($C1766>$G1766,0,ROUND((((($F1766-$B1766)/100)*IF('DBH-Upgrade'!$K$6='DBH-Upgrade'!$K$8,$CC1780,($BF1766/(($F1766-18)/100))))+((($B1766-18)/100)*$CB1780))*IF($E1766>50,IF($G1766=11,(1-(($E1766-50)*0.005)),IF($G1766=16,(1-(($E1766-50)*0.005)),IF($G1766=21,(1-(($E1766-50)*0.005)),1))),1),0)))","v":{"$error":"#VALUE!"}},1.01,1.01,1.01,107,114,163,46,49,70,1.4549646249882364E-2,1.6411771649657025E-2,3.2432477946213678E-2,1.8,5.5,5.9,7.9,null,2371,null,0.8,null,null,0,13.2,15.1,21.85,null,1,1,1,107,114,163,null,0,0,0,1,1127,2539,352,62,0.79292312789827257,0.73211718284521199,null,1,1,0.99999999999999978,0.99999999999999978,null,20]
["2352001110",{"$f":"'DBH-Upgrade'!$K$8-$CL1771","v":70},10,2,35,200,11,11.5,0,26,30,46.5,1493.2800000000002,{"$f":"IF($B1771>$F1771,0,IF($C1771>$G1771,0,ROUND((((($F1771-$B1771)/100)*IF('DBH-Upgrade'!$K$6='DBH-Upgrade'!$K$8,$BZ1785,($BE1771/(($F1771-18)/100))))+((($B1771-18)/100)*$CA1785))*$CE1785,0)))","v":3339},{"$f":"IF($B1771>$F1771,0,IF($C1771>$G1771,0,ROUND((((($F1771-$B1771)/100)*IF('DBH-Upgrade'!$K$6='DBH-Upgrade'!$K$8,$BZ1785,($BE1771/(($F1771-18)/100))))+((($B1771-18)/100)*$CA1785))*$CD1785,0)))","v":3639},{"$f":"IF($B1771>$F1771,0,IF($C1771>$G1771,0,ROUND(((($F1771-$B1771)/100)*IF('DBH-Upgrade'!$K$6='DBH-Upgrade'!$K$8,$BZ1785,($BE1771/(($F1771-18)/100))))+((($B1771-18)/100)*$CA1785),0)))","v":4733},1.5,1.1000000000000001,1.1000000000000001,1.1000000000000001,1493,{"$f":"IF($B1771>$F1771,0,IF($C1771>$G1771,0,ROUND(((($F1771-$B1771)/100)*(IF('DBH-Upgrade'!$K$6='DBH-Upgrade'!$K$8,$BZ1785,($BE1771/(($F1771-18)/100))))*$CH1785)+((($B1771-18)/100)*$CA1785*$CE1785*$CG1785),0)))","v":4206},{"$f":"IF($B1771>$F1771,0,IF($C1771>$G1771,0,ROUND(((($F1771-$B1771)/100)*(IF('DBH-Upgrade'!$K$6='DBH-Upgrade'!$K$8,$BZ1785,($BE1771/(($F1771-18)/100))))*$CH1785)+((($B1771-18)/100)*$CA1785*$CD1785*$CG1785),0)))","v":4319},{"$f":"IF($B1771>$F1771,0,IF($C1771>$G1771,0,ROUND(((($F1771-$B1771)/100)*(IF('DBH-Upgrade'!$K$6='DBH-Upgrade'!$K$8,$BZ1785,($BE1771/(($F1771-18)/100))))*$CH1785)+((($B1771-18)/100)*$CA1785*$CG1785),0)))","v":4733},128,362,371,407,0.22273988362192765,1.5298028204583316,1.6014098004996531,1.9031161449878684,3.969E-4,1.7345999999999999,4,5.7428799999999995E-4,{"$f":"IF($B1771>$F1771,0,IF($C1771>$G1771,0,ROUND((((($F1771-$B1771)/100)*IF('DBH-Upgrade'!$K$6='DBH-Upgrade'!$K$8,$CC1785,($BF1771/(($F1771-18)/100))))+((($B1771-18)/100)*$CB1785))*IF($E1771>50,IF($G1771=11,(1-(($E1771-50)*0.005)),IF($G1771=16,(1-(($E1771-50)*0.005)),IF($G1771=21,(1-(($E1771-50)*0.005)),1))),1)*$CE1785,0)))","v":257},{"$f":"IF($B1771>$F1771,0,IF($C1771>$G1771,0,ROUND((((($F1771-$B1771)/100)*IF('DBH-Upgrade'!$K$6='DBH-Upgrade'!$K$8,$CC1785,($BF1771/(($F1771-18)/100))))+((($B1771-18)/100)*$CB1785))*IF($E1771>50,IF($G1771=11,(1-(($E1771-50)*0.005)),IF($G1771=16,(1-(($E1771-50)*0.005)),IF($G1771=21,(1-(($E1771-50)*0.005)),1))),1)*$CD1785,0)))","v":281},{"$f":"IF($B1771>$F1771,0,IF($C1771>$G1771,0,ROUND((((($F1771-$B1771)/100)*IF('DBH-Upgrade'!$K$6='DBH-Upgrade'!$K$8,$CC1785,($BF1771/(($F1771-18)/100))))+((($B1771-18)/100)*$CB1785))*IF($E1771>50,IF($G1771=11,(1-(($E1771-50)*0.005)),IF($G1771=16,(1-(($E1771-50)*0.005)),IF($G1771=21,(1-(($E1771-50)*0.005)),1))),1),0)))","v":365},0.95,0.95,0.95,212,231,300,91,99,129,0.11883244734278377,0.13875402416686733,0.22596024815975416,2.7,5.5,5.9,7.9,null,2196,null,0.68,null,null,0,13.2,15.1,21.85,null,1,1,1,212,231,300,null,0,0,0,1,{"$error":"#VALUE!"},5340,750,{"$error":"#VALUE!"},0.7127093372490777,0.66550507053605756,null,1,1,0.99999999999999978,0.99999999999999978,null,0]
["2352201110",{"$f":"'DBH-Upgrade'!$K$8-$CL1777","v":70},10,2,35,220,11,11.5,0,26,30,46.9,1642.88,{"$f":"IF($B1777>$F1777,0,IF($C1777>$G1777,0,ROUND((((($F1777-$B1777)/100)*IF('DBH-Upgrade'!$K$6='DBH-Upgrade'!$K$8,$BZ1791,($BE1777/(($F1777-18)/100))))+((($B1777-18)/100)*$CA1791))*$CE1791,0)))","v":3600},{"$f":"IF($B1777>$F1777,0,IF($C1777>$G1777,0,ROUND((((($F1777-$B1777)/100)*IF('DBH-Upgrade'!$K$6='DBH-Upgrade'!$K$8,$BZ1791,($BE1777/(($F1777-18)/100))))+((($B1777-18)/100)*$CA1791))*$CD1791,0)))","v":3934},{"$f":"IF($B1777>$F1777,0,IF($C1777>$G1777,0,ROUND(((($F1777-$B1777)/100)*IF('DBH-Upgrade'!$K$6='DBH-Upgrade'!$K$8,$BZ1791,($BE1777/(($F1777-18)/100))))+((($B1777-18)/100)*$CA1791),0)))","v":5186},1.5,1.1000000000000001,1.1000000000000001,1.1000000000000001,1643,{"$f":"IF($B1777>$F1777,0,IF($C1777>$G1777,0,ROUND(((($F1777-$B1777)/100)*(IF('DBH-Upgrade'!$K$6='DBH-Upgrade'!$K$8,$BZ1791,($BE1777/(($F1777-18)/100))))*$CH1791)+((($B1777-18)/100)*$CA1791*$CE1791*$CG1791),0)))","v":4638},{"$f":"IF($B1777>$F1777,0,IF($C1777>$G1777,0,ROUND(((($F1777-$B1777)/100)*(IF('DBH-Upgrade'!$K$6='DBH-Upgrade'!$K$8,$BZ1791,($BE1777/(($F1777-18)/100))))*$CH1791)+((($B1777-18)/100)*$CA1791*$CD1791*$CG1791),0)))","v":4753},{"$f":"IF($B1777>$F1777,0,IF($C1777>$G1777,0,ROUND(((($F1777-$B1777)/100)*(IF('DBH-Upgrade'!$K$6='DBH-Upgrade'!$K$8,$BZ1791,($BE1777/(($F1777-18)/100))))*$CH1791)+((($B1777-18)/100)*$CA1791*$CG1791),0)))","v":5186},141,399,409,446,0.2829023837236197,1.9350401781010316,2.0261009897097777,2.3799563145488514,3.969E-4,1.7345999999999999,4,5.7428799999999995E-4,{"$f":"IF($B1777>$F1777,0,IF($C1777>$G1777,0,ROUND((((($F1777-$B1777)/100)*IF('DBH-Upgrade'!$K$6='DBH-Upgrade'!$K$8,$CC1791,($BF1777/(($F1777-18)/100))))+((($B1777-18)/100)*$CB1791))*IF($E1777>50,IF($G1777=11,(1-(($E1777-50)*0.005)),IF($G1777=16,(1-(($E1777-50)*0.005)),IF($G1777=21,(1-(($E1777-50)*0.005)),1))),1)*$CE1791,0)))","v":260},{"$f":"IF($B1777>$F1777,0,IF($C1777>$G1777,0,ROUND((((($F1777-$B1777)/100)*IF('DBH-Upgrade'!$K$6='DBH-Upgrade'!$K$8,$CC1791,($BF1777/(($F1777-18)/100))))+((($B1777-18)/100)*$CB1791))*IF($E1777>50,IF($G1777=11,(1-(($E1777-50)*0.005)),IF($G1777=16,(1-(($E1777-50)*0.005)),IF($G1777=21,(1-(($E1777-50)*0.005)),1))),1)*$CD1791,0)))","v":284},{"$f":"IF($B1777>$F1777,0,IF($C1777>$G1777,0,ROUND((((($F1777-$B1777)/100)*IF('DBH-Upgrade'!$K$6='DBH-Upgrade'!$K$8,$CC1791,($BF1777/(($F1777-18)/100))))+((($B1777-18)/100)*$CB1791))*IF($E1777>50,IF($G1777=11,(1-(($E1777-50)*0.005)),IF($G1777=16,(1-(($E1777-50)*0.005)),IF($G1777=21,(1-(($E1777-50)*0.005)),1))),1),0)))","v":375},0.95,0.95,0.95,208,228,300,89,98,129,0.12156386837053047,0.14503678434008663,0.24021717999179668,2.9,5.5,5.9,7.9,null,2416,null,0.68,null,null,0,13.2,15.1,21.85,null,1,1,1,208,228,300,null,0,0,0,1,{"$error":"#VALUE!"},5340,750,{"$error":"#VALUE!"},0.70153112340864476,0.65706930534609798,null,1,1,0.99999999999999978,0.99999999999999978,null,0]
["2352402010",{"$f":"'DBH-Upgrade'!$K$8-$CL1786","v":70},10,2,35,240,20,21.5,0,26,30,47.2,3457.6000000000004,{"$f":"IF($B1786>$F1786,0,IF($C1786>$G1786,0,ROUND((((($F1786-$B1786)/100)*IF('DBH-Upgrade'!$K$6='DBH-Upgrade'!$K$8,$BZ1800,($BE1786/(($F1786-18)/100))))+((($B1786-18)/100)*$CA1800))*$CE1800,0)))","v":{"$error":"#VALUE!"}},{"$f":"IF($B1786>$F1786,0,IF($C1786>$G1786,0,ROUND((((($F1786-$B1786)/100)*IF('DBH-Upgrade'!$K$6='DBH-Upgrade'!$K$8,$BZ1800,($BE1786/(($F1786-18)/100))))+((($B1786-18)/100)*$CA1800))*$CD1800,0)))","v":{"$error":"#VALUE!"}},{"$f":"IF($B1786>$F1786,0,IF($C1786>$G1786,0,ROUND(((($F1786-$B1786)/100)*IF('DBH-Upgrade'!$K$6='DBH-Upgrade'!$K$8,$BZ1800,($BE1786/(($F1786-18)/100))))+((($B1786-18)/100)*$CA1800),0)))","v":{"$error":"#VALUE!"}},1.5,1.08,1.08,1.08,3458,{"$f":"IF($B1786>$F1786,0,IF($C1786>$G1786,0,ROUND(((($F1786-$B1786)/100)*(IF('DBH-Upgrade'!$K$6='DBH-Upgrade'!$K$8,$BZ1800,($BE1786/(($F1786-18)/100))))*$CH1800)+((($B1786-18)/100)*$CA1800*$CE1800*$CG1800),0)))","v":{"$error":"#VALUE!"}},{"$f":"IF($B1786>$F1786,0,IF($C1786>$G1786,0,ROUND(((($F1786-$B1786)/100)*(IF('DBH-Upgrade'!$K$6='DBH-Upgrade'!$K$8,$BZ1800,($BE1786/(($F1786-18)/100))))*$CH1800)+((($B1786-18)/100)*$CA1800*$CD1800*$CG1800),0)))","v":{"$error":"#VALUE!"}},{"$f":"IF($B1786>$F1786,0,IF($C1786>$G1786,0,ROUND(((($F1786-$B1786)/100)*(IF('DBH-Upgrade'!$K$6='DBH-Upgrade'!$K$8,$BZ1800,($BE1786/(($F1786-18)/100))))*$CH1800)+((($B1786-18)/100)*$CA1800*$CG1800),0)))","v":{"$error":"#VALUE!"}},297,{"$error":"#VALUE!"},{"$error":"#VALUE!"},{"$error":"#VALUE!"},0.42772170946619681,{"$error":"#VALUE!"},{"$error":"#VALUE!"},{"$error":"#VALUE!"},1.2760000000000001E-4,1.7219,2,3.76611E-4,{"$f":"IF($B1786>$F1786,0,IF($C1786>$G1786,0,ROUND((((($F1786-$B1786)/100)*IF('DBH-Upgrade'!$K$6='DBH-Upgrade'!$K$8,$CC1800,($BF1786/(($F1786-18)/100))))+((($B1786-18)/100)*$CB1800))*IF($E1786>50,IF($G1786=11,(1-(($E1786-50)*0.005)),IF($G1786=16,(1-(($E1786-50)*0.005)),IF($G1786=21,(1-(($E1786-50)*0.005)),1))),1)*$CE1800,0)))","v":{"$error":"#VALUE!"}},{"$f":"IF($B1786>$F1786,0,IF($C1786>$G1786,0,ROUND((((($F1786-$B1786)/100)*IF('DBH-Upgrade'!$K$6='DBH-Upgrade'!$K$8,$CC1800,($BF1786/(($F1786-18)/100))))+((($B1786-18)/100)*$CB1800))*IF($E1786>50,IF($G1786=11,(1-(($E1786-50)*0.005)),IF($G1786=16,(1-(($E1786-50)*0.005)),IF($G1786=21,(1-(($E1786-50)*0.005)),1))),1)*$CD1800,0)))","v":{"$error":"#VALUE!"}},{"$f":"IF($B1786>$F1786,0,IF($C1786>$G1786,0,ROUND((((($F1786-$B1786)/100)*IF('DBH-Upgrade'!$K$6='DBH-Upgrade'!$K$8,$CC1800,($BF1786/(($F1786-18)/100))))+((($B1786-18)/100)*$CB1800))*IF($E1786>50,IF($G1786=11,(1-(($E1786-50)*0.005)),IF($G1786=16,(1-(($E1786-50)*0.005)),IF($G1786=21,(1-(($E1786-50)*0.005)),1))),1),0)))","v":{"$error":"#VALUE!"}},0.95,0.95,0.95,{"$f":"IF($B1786>$F1786,0,IF($C1786>$G1786,0,ROUND(((($F1786-$B1786)/100)*($BF1786/(($F1786-18)/100))*$CJ1800)+((($B1786-18)/100)*$CB1800*$CE1800*$CI1800),0)))","v":163},{"$f":"IF($B1786>$F1786,0,IF($C1786>$G1786,0,ROUND(((($F1786-$B1786)/100)*($BF1786/(($F1786-18)/100))*$CJ1800)+((($B1786-18)/100)*$CB1800*$CD1800*$CI1800),0)))","v":179},{"$f":"IF($B1786>$F1786,0,IF($C1786>$G1786,0,ROUND(((($F1786-$B1786)/100)*($BF1786/(($F1786-18)/100))*$CJ1800)+((($B1786-18)/100)*$CB1800*$CI1800),0)))","v":238},70,77,102,2.6567287715523955E-2,3.187794374571512E-2,5.4619091730267154E-2,3.2,{"$f":"IF($B1786>$F1786,$BM$1,CT$21)","v":5.5},{"$f":"IF($B1786>$F1786,$BM$1,CU$21)","v":5.9},{"$f":"IF($B1786>$F1786,$BM$1,CV$21)","v":7.9},null,{"$f":"$BE458","v":4322},null,{"$f":"IF($G1786=10,$CU$61,IF($G1786=11,$CU$62,IF($G1786=15,$CU$63,IF($G1786=16,$CU$64,IF($G1786=20,$CU$65,IF($G1786=21,$CU$66))))))","v":0.8},null,null,0,{"$f":"IF($B1786>$F1786,$BM$1,CQ$21)","v":13.2},{"$f":"IF($B1786>$F1786,$BM$1,CR$21)","v":15.1},{"$f":"IF($B1786>$F1786,$BM$1,CS$21)","v":21.85},null,1,1,1,163,179,238,null,0,0,0,{"$f":"IF(SUM(BV1786:BX1786)=0,1,0)","v":1},{"$error":"#VALUE!"},3301,508,{"$error":"#VALUE!"},0.69291747680457172,0.65762042960065581,null,1,1,0.99999999999999978,0.99999999999999978,null,0]
["2352601610",{"$f":"'DBH-Upgrade'!$K$8-$CL1791","v":50},10,2,35,260,16,16.5,0,26,30,47.8,2893.4,{"$f":"IF($B1791>$F1791,0,IF($C1791>$G1791,0,ROUND((((($F1791-$B1791)/100)*IF('DBH-Upgrade'!$K$6='DBH-Upgrade'!$K$8,$BZ1805,($BE1791/(($F1791-18)/100))))+((($B1791-18)/100)*$CA1805))*$CE1805,0)))","v":{"$error":"#VALUE!"}},{"$f":"IF($B1791>$F1791,0,IF($C1791>$G1791,0,ROUND((((($F1791-$B1791)/100)*IF('DBH-Upgrade'!$K$6='DBH-Upgrade'!$K$8,$BZ1805,($BE1791/(($F1791-18)/100))))+((($B1791-18)/100)*$CA1805))*$CD1805,0)))","v":{"$error":"#VALUE!"}},{"$f":"IF($B1791>$F1791,0,IF($C1791>$G1791,0,ROUND(((($F1791-$B1791)/100)*IF('DBH-Upgrade'!$K$6='DBH-Upgrade'!$K$8,$BZ1805,($BE1791/(($F1791-18)/100))))+((($B1791-18)/100)*$CA1805),0)))","v":{"$error":"#VALUE!"}},{"$f":"IF(B1791=0,IF(E1791=20,IF(G1791=10,1.436,IF(G1791=15,1.424,IF(G1791=20,1.425,))),IF(E1791=35,IF(G1791=10,1.419,IF(G1791=11,1.46,IF(G1791=15,1.398,IF(G1791=16,1.465,IF(G1791=20,1.399,IF(G1791=21,1.481,1)))))),IF(E1791=50,IF(G1791=10,1.402,IF(G1791=11,1.455,IF(G1791=15,1.372,IF(G1791=16,1.463,IF(G1791=20,1.373,IF(G1791=21,1.486,1)))))),IF(E1791=65,IF(G1791=10,1.385,IF(G1791=11,1.45,IF(G1791=15,1.345,IF(G1791=16,1.46,IF(G1791=20,1.348,IF(G1791=21,1.49,1)))))),IF(E1791=95,IF(G1791=10,1.35,IF(G1791=11,1.441,IF(G1791=15,1.293,IF(G1791=16,1.455,IF(G1791=20,1.296,IF(G1791=21,1.499,1)))))),\"ERROR\"))))),1.5)","v":1.5},1.1000000000000001,1.1000000000000001,1.1000000000000001,2893,{"$f":"IF($B1791>$F1791,0,IF($C1791>$G1791,0,ROUND(((($F1791-$B1791)/100)*(IF('DBH-Upgrade'!$K$6='DBH-Upgrade'!$K$8,$BZ1805,($BE1791/(($F1791-18)/100))))*$CH1805)+((($B1791-18)/100)*$CA1805*$CE1805*$CG1805),0)))","v":{"$error":"#VALUE!"}},{"$f":"IF($B1791>$F1791,0,IF($C1791>$G1791,0,ROUND(((($F1791-$B1791)/100)*(IF('DBH-Upgrade'!$K$6='DBH-Upgrade'!$K$8,$BZ1805,($BE1791/(($F1791-18)/100))))*$CH1805)+((($B1791-18)/100)*$CA1805*$CD1805*$CG1805),0)))","v":{"$error":"#VALUE!"}},{"$f":"IF($B1791>$F1791,0,IF($C1791>$G1791,0,ROUND(((($F1791-$B1791)/100)*(IF('DBH-Upgrade'!$K$6='DBH-Upgrade'!$K$8,$BZ1805,($BE1791/(($F1791-18)/100))))*$CH1805)+((($B1791-18)/100)*$CA1805*$CG1805),0)))","v":{"$error":"#VALUE!"}},249,{"$error":"#VALUE!"},{"$error":"#VALUE!"},{"$error":"#VALUE!"},1.1174525760999618,{"$error":"#VALUE!"},{"$error":"#VALUE!"},{"$error":"#VALUE!"},2.0829999999999999E-4,1.724,4,1.392796E-3,{"$f":"IF($B1791>$F1791,0,IF($C1791>$G1791,0,ROUND((((($F1791-$B1791)/100)*IF('DBH-Upgrade'!$K$6='DBH-Upgrade'!$K$8,$CC1805,($BF1791/(($F1791-18)/100))))+((($B1791-18)/100)*$CB1805))*IF($E1791>50,IF($G1791=11,(1-(($E1791-50)*0.005)),IF($G1791=16,(1-(($E1791-50)*0.005)),IF($G1791=21,(1-(($E1791-50)*0.005)),1))),1)*$CE1805,0)))","v":{"$error":"#VALUE!"}},{"$f":"IF($B1791>$F1791,0,IF($C1791>$G1791,0,ROUND((((($F1791-$B1791)/100)*IF('DBH-Upgrade'!$K$6='DBH-Upgrade'!$K$8,$CC1805,($BF1791/(($F1791-18)/100))))+((($B1791-18)/100)*$CB1805))*IF($E1791>50,IF($G1791=11,(1-(($E1791-50)*0.005)),IF($G1791=16,(1-(($E1791-50)*0.005)),IF($G1791=21,(1-(($E1791-50)*0.005)),1))),1)*$CD1805,0)))","v":{"$error":"#VALUE!"}},{"$f":"IF($B1791>$F1791,0,IF($C1791>$G1791,0,ROUND((((($F1791-$B1791)/100)*IF('DBH-Upgrade'!$K$6='DBH-Upgrade'!$K$8,$CC1805,($BF1791/(($F1791-18)/100))))+((($B1791-18)/100)*$CB1805))*IF($E1791>50,IF($G1791=11,(1-(($E1791-50)*0.005)),IF($G1791=16,(1-(($E1791-50)*0.005)),IF($G1791=21,(1-(($E1791-50)*0.005)),1))),1),0)))","v":{"$error":"#VALUE!"}},0.95,0.95,0.95,176,182,267,76,78,115,0.11389203100729688,0.11970146324884166,0.25210240474337603,5.2,5.5,5.9,7.9,null,4255,null,0.68,null,null,0,13.2,15.1,21.85,null,1,1,1,176,182,267,null,0,0,0,1,2263,3445,577,50,0.7585639347228863,0.69425955238573378,null,1,1,0.99999999999999978,0.99999999999999978,null,20]
["2352802110",{"$f":"'DBH-Upgrade'!$K$8-$CL1799","v":70},10,2,35,280,21,21.5,0,26,30,47.8,4654.4000000000005,{"$f":"IF($B1799>$F1799,0,IF($C1799>$G1799,0,ROUND((((($F1799-$B1799)/100)*IF('DBH-Upgrade'!$K$6='DBH-Upgrade'!$K$8,$BZ1813,($BE1799/(($F1799-18)/100))))+((($B1799-18)/100)*$CA1813))*$CE1813,0)))","v":{"$error":"#VALUE!"}},{"$f":"IF($B1799>$F1799,0,IF($C1799>$G1799,0,ROUND((((($F1799-$B1799)/100)*IF('DBH-Upgrade'!$K$6='DBH-Upgrade'!$K$8,$BZ1813,($BE1799/(($F1799-18)/100))))+((($B1799-18)/100)*$CA1813))*$CD1813,0)))","v":{"$error":"#VALUE!"}},{"$f":"IF($B1799>$F1799,0,IF($C1799>$G1799,0,ROUND(((($F1799-$B1799)/100)*IF('DBH-Upgrade'!$K$6='DBH-Upgrade'!$K$8,$BZ1813,($BE1799/(($F1799-18)/100))))+((($B1799-18)/100)*$CA1813),0)))","v":{"$error":"#VALUE!"}},1.5,1.05,1.05,1.05,4654,{"$f":"IF($B1799>$F1799,0,IF($C1799>$G1799,0,ROUND(((($F1799-$B1799)/100)*(IF('DBH-Upgrade'!$K$6='DBH-Upgrade'!$K$8,$BZ1813,($BE1799/(($F1799-18)/100))))*$CH1813)+((($B1799-18)/100)*$CA1813*$CE1813*$CG1813),0)))","v":{"$error":"#VALUE!"}},{"$f":"IF($B1799>$F1799,0,IF($C1799>$G1799,0,ROUND(((($F1799-$B1799)/100)*(IF('DBH-Upgrade'!$K$6='DBH-Upgrade'!$K$8,$BZ1813,($BE1799/(($F1799-18)/100))))*$CH1813)+((($B1799-18)/100)*$CA1813*$CD1813*$CG1813),0)))","v":{"$error":"#VALUE!"}},{"$f":"IF($B1799>$F1799,0,IF($C1799>$G1799,0,ROUND(((($F1799-$B1799)/100)*(IF('DBH-Upgrade'!$K$6='DBH-Upgrade'!$K$8,$BZ1813,($BE1799/(($F1799-18)/100))))*$CH1813)+((($B1799-18)/100)*$CA1813*$CG1813),0)))","v":{"$error":"#VALUE!"}},400,{"$error":"#VALUE!"},{"$error":"#VALUE!"},{"$error":"#VALUE!"},1.2079209967076849,{"$error":"#VALUE!"},{"$error":"#VALUE!"},{"$error":"#VALUE!"},1.2760000000000001E-4,1.7219,4,5.1420100000000005E-4,{"$f":"IF($B1799>$F1799,0,IF($C1799>$G1799,0,ROUND((((($F1799-$B1799)/100)*IF('DBH-Upgrade'!$K$6='DBH-Upgrade'!$K$8,$CC1813,($BF1799/(($F1799-18)/100))))+((($B1799-18)/100)*$CB1813))*IF($E1799>50,IF($G1799=11,(1-(($E1799-50)*0.005)),IF($G1799=16,(1-(($E1799-50)*0.005)),IF($G1799=21,(1-(($E1799-50)*0.005)),1))),1)*$CE1813,0)))","v":{"$error":"#VALUE!"}},{"$f":"IF($B1799>$F1799,0,IF($C1799>$G1799,0,ROUND((((($F1799-$B1799)/100)*IF('DBH-Upgrade'!$K$6='DBH-Upgrade'!$K$8,$CC1813,($BF1799/(($F1799-18)/100))))+((($B1799-18)/100)*$CB1813))*IF($E1799>50,IF($G1799=11,(1-(($E1799-50)*0.005)),IF($G1799=16,(1-(($E1799-50)*0.005)),IF($G1799=21,(1-(($E1799-50)*0.005)),1))),1)*$CD1813,0)))","v":{"$error":"#VALUE!"}},{"$f":"IF($B1799>$F1799,0,IF($C1799>$G1799,0,ROUND((((($F1799-$B1799)/100)*IF('DBH-Upgrade'!$K$6='DBH-Upgrade'!$K$8,$CC1813,($BF1799/(($F1799-18)/100))))+((($B1799-18)/100)*$CB1813))*IF($E1799>50,IF($G1799=11,(1-(($E1799-50)*0.005)),IF($G1799=16,(1-(($E1799-50)*0.005)),IF($G1799=21,(1-(($E1799-50)*0.005)),1))),1),0)))","v":{"$error":"#VALUE!"}},0.85,0.85,0.85,257,262,390,111,113,168,0.10626565163392467,0.10990273261584786,0.23240856705627166,7.5,5.5,5.9,7.9,null,5818,null,0.8,null,null,0,13.2,15.1,21.85,null,1,1,1,257,262,390,null,0,0,0,1,{"$error":"#VALUE!"},4479,834,{"$error":"#VALUE!"},0.68190440163328403,0.65796861393376183,null,1,1,0.99999999999999978,0.99999999999999978,null,0]
["250602010",{"$f":"'DBH-Upgrade'!$K$8-$CL1806","v":70},10,2,50,60,20,21.5,0,26,30,40,{"$f":"BE1806*BG1806","v":1017.6},{"$f":"IF($B1806>$F1806,0,IF($C1806>$G1806,0,ROUND((((($F1806-$B1806)/100)*IF('DBH-Upgrade'!$K$6='DBH-Upgrade'!$K$8,$BZ1820,($BE1806/(($F1806-18)/100))))+((($B1806-18)/100)*$CA1820))*$CE1820,0)))","v":0},{"$f":"IF($B1806>$F1806,0,IF($C1806>$G1806,0,ROUND((((($F1806-$B1806)/100)*IF('DBH-Upgrade'!$K$6='DBH-Upgrade'!$K$8,$BZ1820,($BE1806/(($F1806-18)/100))))+((($B1806-18)/100)*$CA1820))*$CD1820,0)))","v":0},{"$f":"IF($B1806>$F1806,0,IF($C1806>$G1806,0,ROUND(((($F1806-$B1806)/100)*IF('DBH-Upgrade'!$K$6='DBH-Upgrade'!$K$8,$BZ1820,($BE1806/(($F1806-18)/100))))+((($B1806-18)/100)*$CA1820),0)))","v":0},1.5,1.08,1.08,1.08,1018,{"$f":"IF($B1806>$F1806,0,IF($C1806>$G1806,0,ROUND(((($F1806-$B1806)/100)*(IF('DBH-Upgrade'!$K$6='DBH-Upgrade'!$K$8,$BZ1820,($BE1806/(($F1806-18)/100))))*$CH1820)+((($B1806-18)/100)*$CA1820*$CE1820*$CG1820),0)))","v":0},{"$f":"IF($B1806>$F1806,0,IF($C1806>$G1806,0,ROUND(((($F1806-$B1806)/100)*(IF('DBH-Upgrade'!$K$6='DBH-Upgrade'!$K$8,$BZ1820,($BE1806/(($F1806-18)/100))))*$CH1820)+((($B1806-18)/100)*$CA1820*$CD1820*$CG1820),0)))","v":0},{"$f":"IF($B1806>$F1806,0,IF($C1806>$G1806,0,ROUND(((($F1806-$B1806)/100)*(IF('DBH-Upgrade'!$K$6='DBH-Upgrade'!$K$8,$BZ1820,($BE1806/(($F1806-18)/100))))*$CH1820)+((($B1806-18)/100)*$CA1820*$CG1820),0)))","v":0},88,0,0,0,3.1124050530016552E-2,0,0,0,1.2760000000000001E-4,1.7219,2,3.76611E-4,{"$f":"IF($B1806>$F1806,0,IF($C1806>$G1806,0,ROUND((((($F1806-$B1806)/100)*IF('DBH-Upgrade'!$K$6='DBH-Upgrade'!$K$8,$CC1820,($BF1806/(($F1806-18)/100))))+((($B1806-18)/100)*$CB1820))*IF($E1806>50,IF($G1806=11,(1-(($E1806-50)*0.005)),IF($G1806=16,(1-(($E1806-50)*0.005)),IF($G1806=21,(1-(($E1806-50)*0.005)),1))),1)*$CE1820,0)))","v":0},{"$f":"IF($B1806>$F1806,0,IF($C1806>$G1806,0,ROUND((((($F1806-$B1806)/100)*IF('DBH-Upgrade'!$K$6='DBH-Upgrade'!$K$8,$CC1820,($BF1806/(($F1806-18)/100))))+((($B1806-18)/100)*$CB1820))*IF($E1806>50,IF($G1806=11,(1-(($E1806-50)*0.005)),IF($G1806=16,(1-(($E1806-50)*0.005)),IF($G1806=21,(1-(($E1806-50)*0.005)),1))),1)*$CD1820,0)))","v":0},{"$f":"IF($B1806>$F1806,0,IF($C1806>$G1806,0,ROUND((((($F1806-$B1806)/100)*IF('DBH-Upgrade'!$K$6='DBH-Upgrade'!$K$8,$CC1820,($BF1806/(($F1806-18)/100))))+((($B1806-18)/100)*$CB1820))*IF($E1806>50,IF($G1806=11,(1-(($E1806-50)*0.005)),IF($G1806=16,(1-(($E1806-50)*0.005)),IF($G1806=21,(1-(($E1806-50)*0.005)),1))),1),0)))","v":0},0.95,0.95,0.95,0,0,0,0,0,0,0,0,0,0.8,"DBH-unit is too long!","DBH-unit is too long!","DBH-unit is too long!",null,1272,null,0.8,null,null,0,"DBH-unit is too long!","DBH-unit is too long!","DBH-unit is too long!",null,1,1,1,0,0,0,null,0,0,0,1,{"$error":"#VALUE!"},3682,458,{"$error":"#VALUE!"},0.75,0.68,null,1,1,0.99999999999999978,0.99999999999999978,null,0]
["250701610",{"$f":"'DBH-Upgrade'!$K$8-$CL1811","v":60},10,2,50,70,16,16.5,0,26,30,41,928.88000000000011,{"$f":"IF($B1811>$F1811,0,IF($C1811>$G1811,0,ROUND((((($F1811-$B1811)/100)*IF('DBH-Upgrade'!$K$6='DBH-Upgrade'!$K$8,$BZ1825,($BE1811/(($F1811-18)/100))))+((($B1811-18)/100)*$CA1825))*$CE1825,0)))","v":{"$error":"#VALUE!"}},{"$f":"IF($B1811>$F1811,0,IF($C1811>$G1811,0,ROUND((((($F1811-$B1811)/100)*IF('DBH-Upgrade'!$K$6='DBH-Upgrade'!$K$8,$BZ1825,($BE1811/(($F1811-18)/100))))+((($B1811-18)/100)*$CA1825))*$CD1825,0)))","v":{"$error":"#VALUE!"}},{"$f":"IF($B1811>$F1811,0,IF($C1811>$G1811,0,ROUND(((($F1811-$B1811)/100)*IF('DBH-Upgrade'!$K$6='DBH-Upgrade'!$K$8,$BZ1825,($BE1811/(($F1811-18)/100))))+((($B1811-18)/100)*$CA1825),0)))","v":{"$error":"#VALUE!"}},1.5,1.1000000000000001,1.1000000000000001,1.1000000000000001,929,{"$f":"IF($B1811>$F1811,0,IF($C1811>$G1811,0,ROUND(((($F1811-$B1811)/100)*(IF('DBH-Upgrade'!$K$6='DBH-Upgrade'!$K$8,$BZ1825,($BE1811/(($F1811-18)/100))))*$CH1825)+((($B1811-18)/100)*$CA1825*$CE1825*$CG1825),0)))","v":{"$error":"#VALUE!"}},{"$f":"IF($B1811>$F1811,0,IF($C1811>$G1811,0,ROUND(((($F1811-$B1811)/100)*(IF('DBH-Upgrade'!$K$6='DBH-Upgrade'!$K$8,$BZ1825,($BE1811/(($F1811-18)/100))))*$CH1825)+((($B1811-18)/100)*$CA1825*$CD1825*$CG1825),0)))","v":{"$error":"#VALUE!"}},{"$f":"IF($B1811>$F1811,0,IF($C1811>$G1811,0,ROUND(((($F1811-$B1811)/100)*(IF('DBH-Upgrade'!$K$6='DBH-Upgrade'!$K$8,$BZ1825,($BE1811/(($F1811-18)/100))))*$CH1825)+((($B1811-18)/100)*$CA1825*$CG1825),0)))","v":{"$error":"#VALUE!"}},80,{"$error":"#VALUE!"},{"$error":"#VALUE!"},{"$error":"#VALUE!"},9.6025330063674141E-2,{"$error":"#VALUE!"},{"$error":"#VALUE!"},{"$error":"#VALUE!"},2.0829999999999999E-4,1.724,4,1.392796E-3,{"$f":"IF($B1811>$F1811,0,IF($C1811>$G1811,0,ROUND((((($F1811-$B1811)/100)*IF('DBH-Upgrade'!$K$6='DBH-Upgrade'!$K$8,$CC1825,($BF1811/(($F1811-18)/100))))+((($B1811-18)/100)*$CB1825))*IF($E1811>50,IF($G1811=11,(1-(($E1811-50)*0.005)),IF($G1811=16,(1-(($E1811-50)*0.005)),IF($G1811=21,(1-(($E1811-50)*0.005)),1))),1)*$CE1825,0)))","v":{"$error":"#VALUE!"}},{"$f":"IF($B1811>$F1811,0,IF($C1811>$G1811,0,ROUND((((($F1811-$B1811)/100)*IF('DBH-Upgrade'!$K$6='DBH-Upgrade'!$K$8,$CC1825,($BF1811/(($F1811-18)/100))))+((($B1811-18)/100)*$CB1825))*IF($E1811>50,IF($G1811=11,(1-(($E1811-50)*0.005)),IF($G1811=16,(1-(($E1811-50)*0.005)),IF($G1811=21,(1-(($E1811-50)*0.005)),1))),1)*$CD1825,0)))","v":{"$error":"#VALUE!"}},{"$f":"IF($B1811>$F1811,0,IF($C1811>$G1811,0,ROUND((((($F1811-$B1811)/100)*IF('DBH-Upgrade'!$K$6='DBH-Upgrade'!$K$8,$CC1825,($BF1811/(($F1811-18)/100))))+((($B1811-18)/100)*$CB1825))*IF($E1811>50,IF($G1811=11,(1-(($E1811-50)*0.005)),IF($G1811=16,(1-(($E1811-50)*0.005)),IF($G1811=21,(1-(($E1811-50)*0.005)),1))),1),0)))","v":{"$error":"#VALUE!"}},0.95,0.95,0.95,247,265,350,106,114,151,0.16744709217197412,0.19335206762104148,0.33713828007584562,1.4,5.5,5.9,7.9,null,1366,null,0.68,null,null,0,13.2,15.1,21.85,null,1,1,1,247,265,350,null,0,0,0,1,{"$error":"#VALUE!"},4479,834,{"$error":"#VALUE!"},0.67294243770541662,0.6582099452827469,null,1,1,0.99999999999999978,0.99999999999999978,null,10]
["250802110",{"$f":"'DBH-Upgrade'!$K$8-$CL1819","v":70},10,2,50,80,21,21.5,0,26,30,41.8,1640.8000000000002,{"$f":"IF($B1819>$F1819,0,IF($C1819>$G1819,0,ROUND((((($F1819-$B1819)/100)*IF('DBH-Upgrade'!$K$6='DBH-Upgrade'!$K$8,$BZ1833,($BE1819/(($F1819-18)/100))))+((($B1819-18)/100)*$CA1833))*$CE1833,0)))","v":{"$error":"#VALUE!"}},{"$f":"IF($B1819>$F1819,0,IF($C1819>$G1819,0,ROUND((((($F1819-$B1819)/100)*IF('DBH-Upgrade'!$K$6='DBH-Upgrade'!$K$8,$BZ1833,($BE1819/(($F1819-18)/100))))+((($B1819-18)/100)*$CA1833))*$CD1833,0)))","v":{"$error":"#VALUE!"}},{"$f":"IF($B1819>$F1819,0,IF($C1819>$G1819,0,ROUND(((($F1819-$B1819)/100)*IF('DBH-Upgrade'!$K$6='DBH-Upgrade'!$K$8,$BZ1833,($BE1819/(($F1819-18)/100))))+((($B1819-18)/100)*$CA1833),0)))","v":{"$error":"#VALUE!"}},1.5,1.05,1.05,1.05,1641,{"$f":"IF($B1819>$F1819,0,IF($C1819>$G1819,0,ROUND(((($F1819-$B1819)/100)*(IF('DBH-Upgrade'!$K$6='DBH-Upgrade'!$K$8,$BZ1833,($BE1819/(($F1819-18)/100))))*$CH1833)+((($B1819-18)/100)*$CA1833*$CE1833*$CG1833),0)))","v":{"$error":"#VALUE!"}},{"$f":"IF($B1819>$F1819,0,IF($C1819>$G1819,0,ROUND(((($F1819-$B1819)/100)*(IF('DBH-Upgrade'!$K$6='DBH-Upgrade'!$K$8,$BZ1833,($BE1819/(($F1819-18)/100))))*$CH1833)+((($B1819-18)/100)*$CA1833*$CD1833*$CG1833),0)))","v":{"$error":"#VALUE!"}},{"$f":"IF($B1819>$F1819,0,IF($C1819>$G1819,0,ROUND(((($F1819-$B1819)/100)*(IF('DBH-Upgrade'!$K$6='DBH-Upgrade'!$K$8,$BZ1833,($BE1819/(($F1819-18)/100))))*$CH1833)+((($B1819-18)/100)*$CA1833*$CG1833),0)))","v":{"$error":"#VALUE!"}},141,{"$error":"#VALUE!"},{"$error":"#VALUE!"},{"$error":"#VALUE!"},0.11665704857419769,{"$error":"#VALUE!"},{"$error":"#VALUE!"},{"$error":"#VALUE!"},1.2760000000000001E-4,1.7219,4,5.1420100000000005E-4,{"$f":"IF($B1819>$F1819,0,IF($C1819>$G1819,0,ROUND((((($F1819-$B1819)/100)*IF('DBH-Upgrade'!$K$6='DBH-Upgrade'!$K$8,$CC1833,($BF1819/(($F1819-18)/100))))+((($B1819-18)/100)*$CB1833))*IF($E1819>50,IF($G1819=11,(1-(($E1819-50)*0.005)),IF($G1819=16,(1-(($E1819-50)*0.005)),IF($G1819=21,(1-(($E1819-50)*0.005)),1))),1)*$CE1833,0)))","v":{"$error":"#VALUE!"}},{"$f":"IF($B1819>$F1819,0,IF($C1819>$G1819,0,ROUND((((($F1819-$B1819)/100)*IF('DBH-Upgrade'!$K$6='DBH-Upgrade'!$K$8,$CC1833,($BF1819/(($F1819-18)/100))))+((($B1819-18)/100)*$CB1833))*IF($E1819>50,IF($G1819=11,(1-(($E1819-50)*0.005)),IF($G1819=16,(1-(($E1819-50)*0.005)),IF($G1819=21,(1-(($E1819-50)*0.005)),1))),1)*$CD1833,0)))","v":{"$error":"#VALUE!"}},{"$f":"IF($B1819>$F1819,0,IF($C1819>$G1819,0,ROUND((((($F1819-$B1819)/100)*IF('DBH-Upgrade'!$K$6='DBH-Upgrade'!$K$8,$CC1833,($BF1819/(($F1819-18)/100))))+((($B1819-18)/100)*$CB1833))*IF($E1819>50,IF($G1819=11,(1-(($E1819-50)*0.005)),IF($G1819=16,(1-(($E1819-50)*0.005)),IF($G1819=21,(1-(($E1819-50)*0.005)),1))),1),0)))","v":{"$error":"#VALUE!"}},0.85,0.85,0.85,271,291,390,117,125,168,8.0927946505306478E-2,9.2124850207916414E-2,0.16449965243197071,2.1,5.5,5.9,7.9,null,2051,null,0.8,null,null,0,13.2,15.1,21.85,null,1,1,1,271,291,390,null,0,0,0,1,{"$error":"#VALUE!"},4479,834,{"$error":"#VALUE!"},{"$f":"CU$74","v":0.75555534806492441},{"$f":"CV$74","v":0.70383877729866806},null,1,1,0.99999999999999978,0.99999999999999978,null,0]
["2501001110",{"$f":"'DBH-Upgrade'!$K$8-$CL1827","v":70},10,2,50,100,11,11.5,0,26,30,43,890.12000000000012,{"$f":"IF($B1827>$F1827,0,IF($C1827>$G1827,0,ROUND((((($F1827-$B1827)/100)*IF('DBH-Upgrade'!$K$6='DBH-Upgrade'!$K$8,$BZ1841,($BE1827/(($F1827-18)/100))))+((($B1827-18)/100)*$CA1841))*$CE1841,0)))","v":1868},{"$f":"IF($B1827>$F1827,0,IF($C1827>$G1827,0,ROUND((((($F1827-$B1827)/100)*IF('DBH-Upgrade'!$K$6='DBH-Upgrade'!$K$8,$BZ1841,($BE1827/(($F1827-18)/100))))+((($B1827-18)/100)*$CA1841))*$CD1841,0)))","v":2012},{"$f":"IF($B1827>$F1827,0,IF($C1827>$G1827,0,ROUND(((($F1827-$B1827)/100)*IF('DBH-Upgrade'!$K$6='DBH-Upgrade'!$K$8,$BZ1841,($BE1827/(($F1827-18)/100))))+((($B1827-18)/100)*$CA1841),0)))","v":2470},1.5,1.1000000000000001,1.1000000000000001,1.1000000000000001,890,{"$f":"IF($B1827>$F1827,0,IF($C1827>$G1827,0,ROUND(((($F1827-$B1827)/100)*(IF('DBH-Upgrade'!$K$6='DBH-Upgrade'!$K$8,$BZ1841,($BE1827/(($F1827-18)/100))))*$CH1841)+((($B1827-18)/100)*$CA1841*$CE1841*$CG1841),0)))","v":2034},{"$f":"IF($B1827>$F1827,0,IF($C1827>$G1827,0,ROUND(((($F1827-$B1827)/100)*(IF('DBH-Upgrade'!$K$6='DBH-Upgrade'!$K$8,$BZ1841,($BE1827/(($F1827-18)/100))))*$CH1841)+((($B1827-18)/100)*$CA1841*$CD1841*$CG1841),0)))","v":2138},{"$f":"IF($B1827>$F1827,0,IF($C1827>$G1827,0,ROUND(((($F1827-$B1827)/100)*(IF('DBH-Upgrade'!$K$6='DBH-Upgrade'!$K$8,$BZ1841,($BE1827/(($F1827-18)/100))))*$CH1841)+((($B1827-18)/100)*$CA1841*$CG1841),0)))","v":2470},77,175,184,212,5.8300006572961388E-2,0.27592359624673762,0.30352033783455779,0.3973910388839611,3.969E-4,1.7345999999999999,4,5.7428799999999995E-4,{"$f":"IF($B1827>$F1827,0,IF($C1827>$G1827,0,ROUND((((($F1827-$B1827)/100)*IF('DBH-Upgrade'!$K$6='DBH-Upgrade'!$K$8,$CC1841,($BF1827/(($F1827-18)/100))))+((($B1827-18)/100)*$CB1841))*IF($E1827>50,IF($G1827=11,(1-(($E1827-50)*0.005)),IF($G1827=16,(1-(($E1827-50)*0.005)),IF($G1827=21,(1-(($E1827-50)*0.005)),1))),1)*$CE1841,0)))","v":238},{"$f":"IF($B1827>$F1827,0,IF($C1827>$G1827,0,ROUND((((($F1827-$B1827)/100)*IF('DBH-Upgrade'!$K$6='DBH-Upgrade'!$K$8,$CC1841,($BF1827/(($F1827-18)/100))))+((($B1827-18)/100)*$CB1841))*IF($E1827>50,IF($G1827=11,(1-(($E1827-50)*0.005)),IF($G1827=16,(1-(($E1827-50)*0.005)),IF($G1827=21,(1-(($E1827-50)*0.005)),1))),1)*$CD1841,0)))","v":257},{"$f":"IF($B1827>$F1827,0,IF($C1827>$G1827,0,ROUND((((($F1827-$B1827)/100)*IF('DBH-Upgrade'!$K$6='DBH-Upgrade'!$K$8,$CC1841,($BF1827/(($F1827-18)/100))))+((($B1827-18)/100)*$CB1841))*IF($E1827>50,IF($G1827=11,(1-(($E1827-50)*0.005)),IF($G1827=16,(1-(($E1827-50)*0.005)),IF($G1827=21,(1-(($E1827-50)*0.005)),1))),1),0)))","v":315},0.95,0.95,0.95,227,244,300,98,105,129,9.1932548614121673E-2,0.10474580217509639,0.15467558899954181,1.3,5.5,5.9,7.9,null,1309,null,0.68,null,null,0,13.2,15.1,21.85,null,1,1,1,227,244,300,null,0,0,0,1,{"$error":"#VALUE!"},5340,750,{"$error":"#VALUE!"},{"$f":"CY$75","v":0.75555534806492441},{"$f":"CZ$75","v":0.70383877729866806},null,1,1,0.99999999999999978,0.99999999999999978,null,0]
["2501002110",{"$f":"'DBH-Upgrade'!$K$8-$CL1831","v":70},10,2,50,100,21,21.5,0,26,30,43,2051.2000000000003,{"$f":"IF($B1831>$F1831,0,IF($C1831>$G1831,0,ROUND((((($F1831-$B1831)/100)*IF('DBH-Upgrade'!$K$6='DBH-Upgrade'!$K$8,$BZ1845,($BE1831/(($F1831-18)/100))))+((($B1831-18)/100)*$CA1845))*$CE1845,0)))","v":{"$error":"#VALUE!"}},{"$f":"IF($B1831>$F1831,0,IF($C1831>$G1831,0,ROUND((((($F1831-$B1831)/100)*IF('DBH-Upgrade'!$K$6='DBH-Upgrade'!$K$8,$BZ1845,($BE1831/(($F1831-18)/100))))+((($B1831-18)/100)*$CA1845))*$CD1845,0)))","v":{"$error":"#VALUE!"}},{"$f":"IF($B1831>$F1831,0,IF($C1831>$G1831,0,ROUND(((($F1831-$B1831)/100)*IF('DBH-Upgrade'!$K$6='DBH-Upgrade'!$K$8,$BZ1845,($BE1831/(($F1831-18)/100))))+((($B1831-18)/100)*$CA1845),0)))","v":{"$error":"#VALUE!"}},1.5,1.05,1.05,1.05,2051,{"$f":"IF($B1831>$F1831,0,IF($C1831>$G1831,0,ROUND(((($F1831-$B1831)/100)*(IF('DBH-Upgrade'!$K$6='DBH-Upgrade'!$K$8,$BZ1845,($BE1831/(($F1831-18)/100))))*$CH1845)+((($B1831-18)/100)*$CA1845*$CE1845*$CG1845),0)))","v":{"$error":"#VALUE!"}},{"$f":"IF($B1831>$F1831,0,IF($C1831>$G1831,0,ROUND(((($F1831-$B1831)/100)*(IF('DBH-Upgrade'!$K$6='DBH-Upgrade'!$K$8,$BZ1845,($BE1831/(($F1831-18)/100))))*$CH1845)+((($B1831-18)/100)*$CA1845*$CD1845*$CG1845),0)))","v":{"$error":"#VALUE!"}},{"$f":"IF($B1831>$F1831,0,IF($C1831>$G1831,0,ROUND(((($F1831-$B1831)/100)*(IF('DBH-Upgrade'!$K$6='DBH-Upgrade'!$K$8,$BZ1845,($BE1831/(($F1831-18)/100))))*$CH1845)+((($B1831-18)/100)*$CA1845*$CG1845),0)))","v":{"$error":"#VALUE!"}},176,{"$error":"#VALUE!"},{"$error":"#VALUE!"},{"$error":"#VALUE!"},0.18758231646542078,{"$error":"#VALUE!"},{"$error":"#VALUE!"},{"$error":"#VALUE!"},1.2760000000000001E-4,1.7219,4,5.1420100000000005E-4,{"$f":"IF($B1831>$F1831,0,IF($C1831>$G1831,0,ROUND((((($F1831-$B1831)/100)*IF('DBH-Upgrade'!$K$6='DBH-Upgrade'!$K$8,$CC1845,($BF1831/(($F1831-18)/100))))+((($B1831-18)/100)*$CB1845))*IF($E1831>50,IF($G1831=11,(1-(($E1831-50)*0.005)),IF($G1831=16,(1-(($E1831-50)*0.005)),IF($G1831=21,(1-(($E1831-50)*0.005)),1))),1)*$CE1845,0)))","v":{"$error":"#VALUE!"}},{"$f":"IF($B1831>$F1831,0,IF($C1831>$G1831,0,ROUND((((($F1831-$B1831)/100)*IF('DBH-Upgrade'!$K$6='DBH-Upgrade'!$K$8,$CC1845,($BF1831/(($F1831-18)/100))))+((($B1831-18)/100)*$CB1845))*IF($E1831>50,IF($G1831=11,(1-(($E1831-50)*0.005)),IF($G1831=16,(1-(($E1831-50)*0.005)),IF($G1831=21,(1-(($E1831-50)*0.005)),1))),1)*$CD1845,0)))","v":{"$error":"#VALUE!"}},{"$f":"IF($B1831>$F1831,0,IF($C1831>$G1831,0,ROUND((((($F1831-$B1831)/100)*IF('DBH-Upgrade'!$K$6='DBH-Upgrade'!$K$8,$CC1845,($BF1831/(($F1831-18)/100))))+((($B1831-18)/100)*$CB1845))*IF($E1831>50,IF($G1831=11,(1-(($E1831-50)*0.005)),IF($G1831=16,(1-(($E1831-50)*0.005)),IF($G1831=21,(1-(($E1831-50)*0.005)),1))),1),0)))","v":{"$error":"#VALUE!"}},0.85,0.85,0.85,264,283,390,114,122,168,8.0396212669905959E-2,9.1756809931273317E-2,0.17129054389440079,2.7,5.5,5.9,7.9,null,2564,null,0.8,null,null,0,13.2,15.1,21.85,null,1,1,1,264,283,390,null,0,0,0,1,{"$error":"#VALUE!"},4479,834,{"$error":"#VALUE!"},0.74531089933631789,0.69504144552059222,null,1,1,0.99999999999999978,0.99999999999999978,null,0]
["2501102010",{"$f":"'DBH-Upgrade'!$K$8-$CL1836","v":60},10,2,50,110,20,21.5,0,26,30,43.5,1865.6000000000001,{"$f":"IF($B1836>$F1836,0,IF($C1836>$G1836,0,ROUND((((($F1836-$B1836)/100)*IF('DBH-Upgrade'!$K$6='DBH-Upgrade'!$K$8,$BZ1850,($BE1836/(($F1836-18)/100))))+((($B1836-18)/100)*$CA1850))*$CE1850,0)))","v":{"$error":"#VALUE!"}},{"$f":"IF($B1836>$F1836,0,IF($C1836>$G1836,0,ROUND((((($F1836-$B1836)/100)*IF('DBH-Upgrade'!$K$6='DBH-Upgrade'!$K$8,$BZ1850,($BE1836/(($F1836-18)/100))))+((($B1836-18)/100)*$CA1850))*$CD1850,0)))","v":{"$error":"#VALUE!"}},{"$f":"IF($B1836>$F1836,0,IF($C1836>$G1836,0,ROUND(((($F1836-$B1836)/100)*IF('DBH-Upgrade'!$K$6='DBH-Upgrade'!$K$8,$BZ1850,($BE1836/(($F1836-18)/100))))+((($B1836-18)/100)*$CA1850),0)))","v":{"$error":"#VALUE!"}},1.5,1.08,1.08,1.08,1866,{"$f":"IF($B1836>$F1836,0,IF($C1836>$G1836,0,ROUND(((($F1836-$B1836)/100)*(IF('DBH-Upgrade'!$K$6='DBH-Upgrade'!$K$8,$BZ1850,($BE1836/(($F1836-18)/100))))*$CH1850)+((($B1836-18)/100)*$CA1850*$CE1850*$CG1850),0)))","v":{"$error":"#VALUE!"}},{"$f":"IF($B1836>$F1836,0,IF($C1836>$G1836,0,ROUND(((($F1836-$B1836)/100)*(IF('DBH-Upgrade'!$K$6='DBH-Upgrade'!$K$8,$BZ1850,($BE1836/(($F1836-18)/100))))*$CH1850)+((($B1836-18)/100)*$CA1850*$CD1850*$CG1850),0)))","v":{"$error":"#VALUE!"}},{"$f":"IF($B1836>$F1836,0,IF($C1836>$G1836,0,ROUND(((($F1836-$B1836)/100)*(IF('DBH-Upgrade'!$K$6='DBH-Upgrade'!$K$8,$BZ1850,($BE1836/(($F1836-18)/100))))*$CH1850)+((($B1836-18)/100)*$CA1850*$CG1850),0)))","v":{"$error":"#VALUE!"}},160,{"$error":"#VALUE!"},{"$error":"#VALUE!"},{"$error":"#VALUE!"},0.10940657314092882,{"$error":"#VALUE!"},{"$error":"#VALUE!"},{"$error":"#VALUE!"},1.2760000000000001E-4,1.7219,2,3.76611E-4,{"$f":"IF($B1836>$F1836,0,IF($C1836>$G1836,0,ROUND((((($F1836-$B1836)/100)*IF('DBH-Upgrade'!$K$6='DBH-Upgrade'!$K$8,$CC1850,($BF1836/(($F1836-18)/100))))+((($B1836-18)/100)*$CB1850))*IF($E1836>50,IF($G1836=11,(1-(($E1836-50)*0.005)),IF($G1836=16,(1-(($E1836-50)*0.005)),IF($G1836=21,(1-(($E1836-50)*0.005)),1))),1)*$CE1850,0)))","v":{"$error":"#VALUE!"}},{"$f":"IF($B1836>$F1836,0,IF($C1836>$G1836,0,ROUND((((($F1836-$B1836)/100)*IF('DBH-Upgrade'!$K$6='DBH-Upgrade'!$K$8,$CC1850,($BF1836/(($F1836-18)/100))))+((($B1836-18)/100)*$CB1850))*IF($E1836>50,IF($G1836=11,(1-(($E1836-50)*0.005)),IF($G1836=16,(1-(($E1836-50)*0.005)),IF($G1836=21,(1-(($E1836-50)*0.005)),1))),1)*$CD1850,0)))","v":{"$error":"#VALUE!"}},{"$f":"IF($B1836>$F1836,0,IF($C1836>$G1836,0,ROUND((((($F1836-$B1836)/100)*IF('DBH-Upgrade'!$K$6='DBH-Upgrade'!$K$8,$CC1850,($BF1836/(($F1836-18)/100))))+((($B1836-18)/100)*$CB1850))*IF($E1836>50,IF($G1836=11,(1-(($E1836-50)*0.005)),IF($G1836=16,(1-(($E1836-50)*0.005)),IF($G1836=21,(1-(($E1836-50)*0.005)),1))),1),0)))","v":{"$error":"#VALUE!"}},0.95,0.95,0.95,145,157,192,62,68,83,1.7104035425815133E-2,2.0485695911409248E-2,3.024559484806788E-2,1.5,5.5,5.9,7.9,null,2332,null,0.8,null,null,0,13.2,15.1,21.85,null,1,1,1,145,157,192,null,0,0,0,1,{"$error":"#VALUE!"},3301,508,{"$error":"#VALUE!"},0.73429802939744349,0.68540112539231846,null,1,1,0.99999999999999978,0.99999999999999978,null,10]
["2501401010",{"$f":"'DBH-Upgrade'!$K$8-$CL1844","v":70},10,2,50,140,10,11.5,0,26,30,44.8,1215,{"$f":"IF($B1844>$F1844,0,IF($C1844>$G1844,0,ROUND((((($F1844-$B1844)/100)*IF('DBH-Upgrade'!$K$6='DBH-Upgrade'!$K$8,$BZ1858,($BE1844/(($F1844-18)/100))))+((($B1844-18)/100)*$CA1858))*$CE1858,0)))","v":1544},{"$f":"IF($B1844>$F1844,0,IF($C1844>$G1844,0,ROUND((((($F1844-$B1844)/100)*IF('DBH-Upgrade'!$K$6='DBH-Upgrade'!$K$8,$BZ1858,($BE1844/(($F1844-18)/100))))+((($B1844-18)/100)*$CA1858))*$CD1858,0)))","v":1672},{"$f":"IF($B1844>$F1844,0,IF($C1844>$G1844,0,ROUND(((($F1844-$B1844)/100)*IF('DBH-Upgrade'!$K$6='DBH-Upgrade'!$K$8,$BZ1858,($BE1844/(($F1844-18)/100))))+((($B1844-18)/100)*$CA1858),0)))","v":2109},1.5,1.08,1.08,1.08,1215,{"$f":"IF($B1844>$F1844,0,IF($C1844>$G1844,0,ROUND(((($F1844-$B1844)/100)*(IF('DBH-Upgrade'!$K$6='DBH-Upgrade'!$K$8,$BZ1858,($BE1844/(($F1844-18)/100))))*$CH1858)+((($B1844-18)/100)*$CA1858*$CE1858*$CG1858),0)))","v":1755},{"$f":"IF($B1844>$F1844,0,IF($C1844>$G1844,0,ROUND(((($F1844-$B1844)/100)*(IF('DBH-Upgrade'!$K$6='DBH-Upgrade'!$K$8,$BZ1858,($BE1844/(($F1844-18)/100))))*$CH1858)+((($B1844-18)/100)*$CA1858*$CD1858*$CG1858),0)))","v":1836},{"$f":"IF($B1844>$F1844,0,IF($C1844>$G1844,0,ROUND(((($F1844-$B1844)/100)*(IF('DBH-Upgrade'!$K$6='DBH-Upgrade'!$K$8,$BZ1858,($BE1844/(($F1844-18)/100))))*$CH1858)+((($B1844-18)/100)*$CA1858*$CG1858),0)))","v":2109},104,151,158,181,6.9746268660615465E-2,0.14091109064366686,0.15350854252153115,0.19849528066125693,3.969E-4,1.7345999999999999,2,3.6734700000000002E-4,{"$f":"IF($B1844>$F1844,0,IF($C1844>$G1844,0,ROUND((((($F1844-$B1844)/100)*IF('DBH-Upgrade'!$K$6='DBH-Upgrade'!$K$8,$CC1858,($BF1844/(($F1844-18)/100))))+((($B1844-18)/100)*$CB1858))*IF($E1844>50,IF($G1844=11,(1-(($E1844-50)*0.005)),IF($G1844=16,(1-(($E1844-50)*0.005)),IF($G1844=21,(1-(($E1844-50)*0.005)),1))),1)*$CE1858,0)))","v":166},{"$f":"IF($B1844>$F1844,0,IF($C1844>$G1844,0,ROUND((((($F1844-$B1844)/100)*IF('DBH-Upgrade'!$K$6='DBH-Upgrade'!$K$8,$CC1858,($BF1844/(($F1844-18)/100))))+((($B1844-18)/100)*$CB1858))*IF($E1844>50,IF($G1844=11,(1-(($E1844-50)*0.005)),IF($G1844=16,(1-(($E1844-50)*0.005)),IF($G1844=21,(1-(($E1844-50)*0.005)),1))),1)*$CD1858,0)))","v":180},{"$f":"IF($B1844>$F1844,0,IF($C1844>$G1844,0,ROUND((((($F1844-$B1844)/100)*IF('DBH-Upgrade'!$K$6='DBH-Upgrade'!$K$8,$CC1858,($BF1844/(($F1844-18)/100))))+((($B1844-18)/100)*$CB1858))*IF($E1844>50,IF($G1844=11,(1-(($E1844-50)*0.005)),IF($G1844=16,(1-(($E1844-50)*0.005)),IF($G1844=21,(1-(($E1844-50)*0.005)),1))),1),0)))","v":226},0.98,0.98,0.98,134,145,183,58,62,79,2.3298828366087886E-2,2.6398974796288582E-2,4.1590372011877659E-2,0.9,5.5,5.9,7.9,null,1350,null,0.9,null,null,0,13.2,15.1,21.85,null,1,1,1,134,145,183,null,0,0,0,1,{"$error":"#VALUE!"},3682,458,{"$error":"#VALUE!"},0.81466996609637188,0.75619868948084668,null,1,1,0.99999999999999978,0.99999999999999978,null,0]
["2501601510",{"$f":"'DBH-Upgrade'!$K$8-$CL1852","v":70},10,2,50,160,15,16.5,0,26,30,45.5,1962.4,{"$f":"IF($B1852>$F1852,0,IF($C1852>$G1852,0,ROUND((((($F1852-$B1852)/100)*IF('DBH-Upgrade'!$K$6='DBH-Upgrade'!$K$8,$BZ1866,($BE1852/(($F1852-18)/100))))+((($B1852-18)/100)*$CA1866))*$CE1866,0)))","v":{"$error":"#VALUE!"}},{"$f":"IF($B1852>$F1852,0,IF($C1852>$G1852,0,ROUND((((($F1852-$B1852)/100)*IF('DBH-Upgrade'!$K$6='DBH-Upgrade'!$K$8,$BZ1866,($BE1852/(($F1852-18)/100))))+((($B1852-18)/100)*$CA1866))*$CD1866,0)))","v":{"$error":"#VALUE!"}},{"$f":"IF($B1852>$F1852,0,IF($C1852>$G1852,0,ROUND(((($F1852-$B1852)/100)*IF('DBH-Upgrade'!$K$6='DBH-Upgrade'!$K$8,$BZ1866,($BE1852/(($F1852-18)/100))))+((($B1852-18)/100)*$CA1866),0)))","v":{"$error":"#VALUE!"}},1.5,1.08,1.08,1.08,1962,{"$f":"IF($B1852>$F1852,0,IF($C1852>$G1852,0,ROUND(((($F1852-$B1852)/100)*(IF('DBH-Upgrade'!$K$6='DBH-Upgrade'!$K$8,$BZ1866,($BE1852/(($F1852-18)/100))))*$CH1866)+((($B1852-18)/100)*$CA1866*$CE1866*$CG1866),0)))","v":{"$error":"#VALUE!"}},{"$f":"IF($B1852>$F1852,0,IF($C1852>$G1852,0,ROUND(((($F1852-$B1852)/100)*(IF('DBH-Upgrade'!$K$6='DBH-Upgrade'!$K$8,$BZ1866,($BE1852/(($F1852-18)/100))))*$CH1866)+((($B1852-18)/100)*$CA1866*$CD1866*$CG1866),0)))","v":{"$error":"#VALUE!"}},{"$f":"IF($B1852>$F1852,0,IF($C1852>$G1852,0,ROUND(((($F1852-$B1852)/100)*(IF('DBH-Upgrade'!$K$6='DBH-Upgrade'!$K$8,$BZ1866,($BE1852/(($F1852-18)/100))))*$CH1866)+((($B1852-18)/100)*$CA1866*$CG1866),0)))","v":{"$error":"#VALUE!"}},169,{"$error":"#VALUE!"},{"$error":"#VALUE!"},{"$error":"#VALUE!"},0.17047309738820757,{"$error":"#VALUE!"},{"$error":"#VALUE!"},{"$error":"#VALUE!"},2.0829999999999999E-4,1.724,2,4.6182900000000003E-4,{"$f":"IF($B1852>$F1852,0,IF($C1852>$G1852,0,ROUND((((($F1852-$B1852)/100)*IF('DBH-Upgrade'!$K$6='DBH-Upgrade'!$K$8,$CC1866,($BF1852/(($F1852-18)/100))))+((($B1852-18)/100)*$CB1866))*IF($E1852>50,IF($G1852=11,(1-(($E1852-50)*0.005)),IF($G1852=16,(1-(($E1852-50)*0.005)),IF($G1852=21,(1-(($E1852-50)*0.005)),1))),1)*$CE1866,0)))","v":{"$error":"#VALUE!"}},{"$f":"IF($B1852>$F1852,0,IF($C1852>$G1852,0,ROUND((((($F1852-$B1852)/100)*IF('DBH-Upgrade'!$K$6='DBH-Upgrade'!$K$8,$CC1866,($BF1852/(($F1852-18)/100))))+((($B1852-18)/100)*$CB1866))*IF($E1852>50,IF($G1852=11,(1-(($E1852-50)*0.005)),IF($G1852=16,(1-(($E1852-50)*0.005)),IF($G1852=21,(1-(($E1852-50)*0.005)),1))),1)*$CD1866,0)))","v":{"$error":"#VALUE!"}},{"$f":"IF($B1852>$F1852,0,IF($C1852>$G1852,0,ROUND((((($F1852-$B1852)/100)*IF('DBH-Upgrade'!$K$6='DBH-Upgrade'!$K$8,$CC1866,($BF1852/(($F1852-18)/100))))+((($B1852-18)/100)*$CB1866))*IF($E1852>50,IF($G1852=11,(1-(($E1852-50)*0.005)),IF($G1852=16,(1-(($E1852-50)*0.005)),IF($G1852=21,(1-(($E1852-50)*0.005)),1))),1),0)))","v":{"$error":"#VALUE!"}},1.01,1.01,1.01,174,185,264,75,80,114,3.5614081409398667E-2,4.031690782783233E-2,7.9722010025588153E-2,1.6,5.5,5.9,7.9,null,2453,null,0.8,null,null,0,13.2,15.1,21.85,null,1,1,1,174,185,264,null,0,0,0,1,1127,2539,352,62,0.80301038786259926,0.74330306539663082,null,1,1,0.99999999999999978,0.99999999999999978,null,0]
["2501801010",{"$f":"'DBH-Upgrade'!$K$8-$CL1856","v":70},10,2,50,180,10,11.5,0,26,30,46,1561.5,{"$f":"IF($B1856>$F1856,0,IF($C1856>$G1856,0,ROUND((((($F1856-$B1856)/100)*IF('DBH-Upgrade'!$K$6='DBH-Upgrade'!$K$8,$BZ1870,($BE1856/(($F1856-18)/100))))+((($B1856-18)/100)*$CA1870))*$CE1870,0)))","v":1849},{"$f":"IF($B1856>$F1856,0,IF($C1856>$G1856,0,ROUND((((($F1856-$B1856)/100)*IF('DBH-Upgrade'!$K$6='DBH-Upgrade'!$K$8,$BZ1870,($BE1856/(($F1856-18)/100))))+((($B1856-18)/100)*$CA1870))*$CD1870,0)))","v":2007},{"$f":"IF($B1856>$F1856,0,IF($C1856>$G1856,0,ROUND(((($F1856-$B1856)/100)*IF('DBH-Upgrade'!$K$6='DBH-Upgrade'!$K$8,$BZ1870,($BE1856/(($F1856-18)/100))))+((($B1856-18)/100)*$CA1870),0)))","v":2560},1.5,1.08,1.08,1.08,1562,{"$f":"IF($B1856>$F1856,0,IF($C1856>$G1856,0,ROUND(((($F1856-$B1856)/100)*(IF('DBH-Upgrade'!$K$6='DBH-Upgrade'!$K$8,$BZ1870,($BE1856/(($F1856-18)/100))))*$CH1870)+((($B1856-18)/100)*$CA1870*$CE1870*$CG1870),0)))","v":2193},{"$f":"IF($B1856>$F1856,0,IF($C1856>$G1856,0,ROUND(((($F1856-$B1856)/100)*(IF('DBH-Upgrade'!$K$6='DBH-Upgrade'!$K$8,$BZ1870,($BE1856/(($F1856-18)/100))))*$CH1870)+((($B1856-18)/100)*$CA1870*$CD1870*$CG1870),0)))","v":2275},{"$f":"IF($B1856>$F1856,0,IF($C1856>$G1856,0,ROUND(((($F1856-$B1856)/100)*(IF('DBH-Upgrade'!$K$6='DBH-Upgrade'!$K$8,$BZ1870,($BE1856/(($F1856-18)/100))))*$CH1870)+((($B1856-18)/100)*$CA1870*$CG1870),0)))","v":2560},134,189,196,220,0.12768992601235707,0.24308050537933792,0.26023725618706112,0.32323234977515963,3.969E-4,1.7345999999999999,2,3.6734700000000002E-4,{"$f":"IF($B1856>$F1856,0,IF($C1856>$G1856,0,ROUND((((($F1856-$B1856)/100)*IF('DBH-Upgrade'!$K$6='DBH-Upgrade'!$K$8,$CC1870,($BF1856/(($F1856-18)/100))))+((($B1856-18)/100)*$CB1870))*IF($E1856>50,IF($G1856=11,(1-(($E1856-50)*0.005)),IF($G1856=16,(1-(($E1856-50)*0.005)),IF($G1856=21,(1-(($E1856-50)*0.005)),1))),1)*$CE1870,0)))","v":181},{"$f":"IF($B1856>$F1856,0,IF($C1856>$G1856,0,ROUND((((($F1856-$B1856)/100)*IF('DBH-Upgrade'!$K$6='DBH-Upgrade'!$K$8,$CC1870,($BF1856/(($F1856-18)/100))))+((($B1856-18)/100)*$CB1870))*IF($E1856>50,IF($G1856=11,(1-(($E1856-50)*0.005)),IF($G1856=16,(1-(($E1856-50)*0.005)),IF($G1856=21,(1-(($E1856-50)*0.005)),1))),1)*$CD1870,0)))","v":197},{"$f":"IF($B1856>$F1856,0,IF($C1856>$G1856,0,ROUND((((($F1856-$B1856)/100)*IF('DBH-Upgrade'!$K$6='DBH-Upgrade'!$K$8,$CC1870,($BF1856/(($F1856-18)/100))))+((($B1856-18)/100)*$CB1870))*IF($E1856>50,IF($G1856=11,(1-(($E1856-50)*0.005)),IF($G1856=16,(1-(($E1856-50)*0.005)),IF($G1856=21,(1-(($E1856-50)*0.005)),1))),1),0)))","v":251},0.98,0.98,0.98,132,144,183,57,62,79,2.6009644385161915E-2,3.0399157117909151E-2,4.7680425600182645E-2,1.2,5.5,5.9,7.9,null,1735,null,0.9,null,null,0,13.2,15.1,21.85,null,1,1,1,132,144,183,null,0,0,0,1,{"$error":"#VALUE!"},3682,458,{"$error":"#VALUE!"},0.80301038786259926,0.74330306539663082,null,1,1,0.99999999999999978,0.99999999999999978,null,0]
["2502001510",{"$f":"'DBH-Upgrade'!$K$8-$CL1864","v":70},10,2,50,200,15,16.5,0,26,30,46.5,2452.8000000000002,{"$f":"IF($B1864>$F1864,0,IF($C1864>$G1864,0,ROUND((((($F1864-$B1864)/100)*IF('DBH-Upgrade'!$K$6='DBH-Upgrade'!$K$8,$BZ1878,($BE1864/(($F1864-18)/100))))+((($B1864-18)/100)*$CA1878))*$CE1878,0)))","v":{"$error":"#VALUE!"}},{"$f":"IF($B1864>$F1864,0,IF($C1864>$G1864,0,ROUND((((($F1864-$B1864)/100)*IF('DBH-Upgrade'!$K$6='DBH-Upgrade'!$K$8,$BZ1878,($BE1864/(($F1864-18)/100))))+((($B1864-18)/100)*$CA1878))*$CD1878,0)))","v":{"$error":"#VALUE!"}},{"$f":"IF($B1864>$F1864,0,IF($C1864>$G1864,0,ROUND(((($F1864-$B1864)/100)*IF('DBH-Upgrade'!$K$6='DBH-Upgrade'!$K$8,$BZ1878,($BE1864/(($F1864-18)/100))))+((($B1864-18)/100)*$CA1878),0)))","v":{"$error":"#VALUE!"}},1.5,1.08,1.08,1.08,2453,{"$f":"IF($B1864>$F1864,0,IF($C1864>$G1864,0,ROUND(((($F1864-$B1864)/100)*(IF('DBH-Upgrade'!$K$6='DBH-Upgrade'!$K$8,$BZ1878,($BE1864/(($F1864-18)/100))))*$CH1878)+((($B1864-18)/100)*$CA1878*$CE1878*$CG1878),0)))","v":{"$error":"#VALUE!"}},{"$f":"IF($B1864>$F1864,0,IF($C1864>$G1864,0,ROUND(((($F1864-$B1864)/100)*(IF('DBH-Upgrade'!$K$6='DBH-Upgrade'!$K$8,$BZ1878,($BE1864/(($F1864-18)/100))))*$CH1878)+((($B1864-18)/100)*$CA1878*$CD1878*$CG1878),0)))","v":{"$error":"#VALUE!"}},{"$f":"IF($B1864>$F1864,0,IF($C1864>$G1864,0,ROUND(((($F1864-$B1864)/100)*(IF('DBH-Upgrade'!$K$6='DBH-Upgrade'!$K$8,$BZ1878,($BE1864/(($F1864-18)/100))))*$CH1878)+((($B1864-18)/100)*$CA1878*$CG1878),0)))","v":{"$error":"#VALUE!"}},211,{"$error":"#VALUE!"},{"$error":"#VALUE!"},{"$error":"#VALUE!"},0.27851561249107537,{"$error":"#VALUE!"},{"$error":"#VALUE!"},{"$error":"#VALUE!"},2.0829999999999999E-4,1.724,2,4.6182900000000003E-4,{"$f":"IF($B1864>$F1864,0,IF($C1864>$G1864,0,ROUND((((($F1864-$B1864)/100)*IF('DBH-Upgrade'!$K$6='DBH-Upgrade'!$K$8,$CC1878,($BF1864/(($F1864-18)/100))))+((($B1864-18)/100)*$CB1878))*IF($E1864>50,IF($G1864=11,(1-(($E1864-50)*0.005)),IF($G1864=16,(1-(($E1864-50)*0.005)),IF($G1864=21,(1-(($E1864-50)*0.005)),1))),1)*$CE1878,0)))","v":{"$error":"#VALUE!"}},{"$f":"IF($B1864>$F1864,0,IF($C1864>$G1864,0,ROUND((((($F1864-$B1864)/100)*IF('DBH-Upgrade'!$K$6='DBH-Upgrade'!$K$8,$CC1878,($BF1864/(($F1864-18)/100))))+((($B1864-18)/100)*$CB1878))*IF($E1864>50,IF($G1864=11,(1-(($E1864-50)*0.005)),IF($G1864=16,(1-(($E1864-50)*0.005)),IF($G1864=21,(1-(($E1864-50)*0.005)),1))),1)*$CD1878,0)))","v":{"$error":"#VALUE!"}},{"$f":"IF($B1864>$F1864,0,IF($C1864>$G1864,0,ROUND((((($F1864-$B1864)/100)*IF('DBH-Upgrade'!$K$6='DBH-Upgrade'!$K$8,$CC1878,($BF1864/(($F1864-18)/100))))+((($B1864-18)/100)*$CB1878))*IF($E1864>50,IF($G1864=11,(1-(($E1864-50)*0.005)),IF($G1864=16,(1-(($E1864-50)*0.005)),IF($G1864=21,(1-(($E1864-50)*0.005)),1))),1),0)))","v":{"$error":"#VALUE!"}},1.01,1.01,1.01,174,183,264,75,79,114,3.8404124756760943E-2,4.2405287612005509E-2,8.5464619674595912E-2,2,5.5,5.9,7.9,null,3066,null,0.8,null,null,0,13.2,15.1,21.85,null,1,1,1,174,183,264,null,0,0,0,1,1127,{"$f":"ROUND(IF($C1850=10,IF($G1850=10,2539,IF($G1850=11,3445,IF($G1850=15,2539*1.3,IF($G1850=16,3445*1.3,IF($G1850=20,(2539*1.45),IF($G1850=21,(3445*1.55))))))),IF($C1850=15,IF($G1850=10,0,IF($G1850=11,0,IF($G1850=15,3238,IF($G1850=16,4735,IF($G1850=20,4062,IF($G1850=21,6098)))))))),0)","v":2539},{"$f":"ROUND(IF($C1850=10,IF($G1850=10,352,IF($G1850=11,577,IF($G1850=15,442*1.15,IF($G1850=16,725*1.15,IF($G1850=20,(352*1.3),IF($G1850=21,(577*1.3))))))),IF($C1850=15,IF($G1850=10,0,IF($G1850=11,0,IF($G1850=15,442,IF($G1850=16,725,IF($G1850=20,502,IF($G1850=21,791)))))))),0)","v":352},62,0.78402243332267385,0.72223627558039949,null,{"$f":"POWER((($S$1-$S$2)/LN(($S$1-$S$3)/($S$2-$S$3)))/((75-65)/LN((75-20)/(65-20))),R1850)","v":1},{"$f":"POWER((($S$1-$S$2)/LN(($S$1-$S$3)/($S$2-$S$3)))/((75-65)/LN((75-20)/(65-20))),Q1850)","v":1},{"$f":"POWER((($AT$1-$AT$2)/LN(($AT$1-$AT$3)/($AT$2-$AT$3)))/((16-18)/LN((16-27)/(18-27))),AP1850)","v":0.99999999999999978},{"$f":"POWER((($AT$1-$AT$2)/LN(($AT$1-$AT$3)/($AT$2-$AT$3)))/((16-18)/LN((16-27)/(18-27))),AP1850)","v":0.99999999999999978},null,0]
["2502202110",{"$f":"'DBH-Upgrade'!$K$8-$CL1873","v":70},10,2,50,220,21,21.5,0,26,30,46.9,4512.8,{"$f":"IF($B1873>$F1873,0,IF($C1873>$G1873,0,ROUND((((($F1873-$B1873)/100)*IF('DBH-Upgrade'!$K$6='DBH-Upgrade'!$K$8,$BZ1887,($BE1873/(($F1873-18)/100))))+((($B1873-18)/100)*$CA1887))*$CE1887,0)))","v":{"$error":"#VALUE!"}},{"$f":"IF($B1873>$F1873,0,IF($C1873>$G1873,0,ROUND((((($F1873-$B1873)/100)*IF('DBH-Upgrade'!$K$6='DBH-Upgrade'!$K$8,$BZ1887,($BE1873/(($F1873-18)/100))))+((($B1873-18)/100)*$CA1887))*$CD1887,0)))","v":{"$error":"#VALUE!"}},{"$f":"IF($B1873>$F1873,0,IF($C1873>$G1873,0,ROUND(((($F1873-$B1873)/100)*IF('DBH-Upgrade'!$K$6='DBH-Upgrade'!$K$8,$BZ1887,($BE1873/(($F1873-18)/100))))+((($B1873-18)/100)*$CA1887),0)))","v":{"$error":"#VALUE!"}},1.5,1.05,1.05,1.05,4513,{"$f":"IF($B1873>$F1873,0,IF($C1873>$G1873,0,ROUND(((($F1873-$B1873)/100)*(IF('DBH-Upgrade'!$K$6='DBH-Upgrade'!$K$8,$BZ1887,($BE1873/(($F1873-18)/100))))*$CH1887)+((($B1873-18)/100)*$CA1887*$CE1887*$CG1887),0)))","v":{"$error":"#VALUE!"}},{"$f":"IF($B1873>$F1873,0,IF($C1873>$G1873,0,ROUND(((($F1873-$B1873)/100)*(IF('DBH-Upgrade'!$K$6='DBH-Upgrade'!$K$8,$BZ1887,($BE1873/(($F1873-18)/100))))*$CH1887)+((($B1873-18)/100)*$CA1887*$CD1887*$CG1887),0)))","v":{"$error":"#VALUE!"}},{"$f":"IF($B1873>$F1873,0,IF($C1873>$G1873,0,ROUND(((($F1873-$B1873)/100)*(IF('DBH-Upgrade'!$K$6='DBH-Upgrade'!$K$8,$BZ1887,($BE1873/(($F1873-18)/100))))*$CH1887)+((($B1873-18)/100)*$CA1887*$CG1887),0)))","v":{"$error":"#VALUE!"}},388,{"$error":"#VALUE!"},{"$error":"#VALUE!"},{"$error":"#VALUE!"},1.0536488304738314,{"$error":"#VALUE!"},{"$error":"#VALUE!"},{"$error":"#VALUE!"},1.2760000000000001E-4,1.7219,4,5.1420100000000005E-4,{"$f":"IF($B1873>$F1873,0,IF($C1873>$G1873,0,ROUND((((($F1873-$B1873)/100)*IF('DBH-Upgrade'!$K$6='DBH-Upgrade'!$K$8,$CC1887,($BF1873/(($F1873-18)/100))))+((($B1873-18)/100)*$CB1887))*IF($E1873>50,IF($G1873=11,(1-(($E1873-50)*0.005)),IF($G1873=16,(1-(($E1873-50)*0.005)),IF($G1873=21,(1-(($E1873-50)*0.005)),1))),1)*$CE1887,0)))","v":{"$error":"#VALUE!"}},{"$f":"IF($B1873>$F1873,0,IF($C1873>$G1873,0,ROUND((((($F1873-$B1873)/100)*IF('DBH-Upgrade'!$K$6='DBH-Upgrade'!$K$8,$CC1887,($BF1873/(($F1873-18)/100))))+((($B1873-18)/100)*$CB1887))*IF($E1873>50,IF($G1873=11,(1-(($E1873-50)*0.005)),IF($G1873=16,(1-(($E1873-50)*0.005)),IF($G1873=21,(1-(($E1873-50)*0.005)),1))),1)*$CD1887,0)))","v":{"$error":"#VALUE!"}},{"$f":"IF($B1873>$F1873,0,IF($C1873>$G1873,0,ROUND((((($F1873-$B1873)/100)*IF('DBH-Upgrade'!$K$6='DBH-Upgrade'!$K$8,$CC1887,($BF1873/(($F1873-18)/100))))+((($B1873-18)/100)*$CB1887))*IF($E1873>50,IF($G1873=11,(1-(($E1873-50)*0.005)),IF($G1873=16,(1-(($E1873-50)*0.005)),IF($G1873=21,(1-(($E1873-50)*0.005)),1))),1),0)))","v":{"$error":"#VALUE!"}},0.85,0.85,0.85,257,267,390,111,115,168,9.6285672598956748E-2,0.10299059741974273,0.21203589266898137,5.9,5.5,5.9,7.9,null,5641,null,0.8,null,null,0,13.2,15.1,21.85,null,1,1,1,257,267,390,null,0,0,0,1,{"$error":"#VALUE!"},4479,834,{"$error":"#VALUE!"},0.70153112340864476,0.65706930534609798,null,1,1,0.99999999999999978,0.99999999999999978,null,0]
["2502401510",{"$f":"'DBH-Upgrade'!$K$8-$CL1876","v":70},10,2,50,240,15,16.5,0,26,30,47.2,2943.2000000000003,{"$f":"IF($B1876>$F1876,0,IF($C1876>$G1876,0,ROUND((((($F1876-$B1876)/100)*IF('DBH-Upgrade'!$K$6='DBH-Upgrade'!$K$8,$BZ1890,($BE1876/(($F1876-18)/100))))+((($B1876-18)/100)*$CA1890))*$CE1890,0)))","v":{"$error":"#VALUE!"}},{"$f":"IF($B1876>$F1876,0,IF($C1876>$G1876,0,ROUND((((($F1876-$B1876)/100)*IF('DBH-Upgrade'!$K$6='DBH-Upgrade'!$K$8,$BZ1890,($BE1876/(($F1876-18)/100))))+((($B1876-18)/100)*$CA1890))*$CD1890,0)))","v":{"$error":"#VALUE!"}},{"$f":"IF($B1876>$F1876,0,IF($C1876>$G1876,0,ROUND(((($F1876-$B1876)/100)*IF('DBH-Upgrade'!$K$6='DBH-Upgrade'!$K$8,$BZ1890,($BE1876/(($F1876-18)/100))))+((($B1876-18)/100)*$CA1890),0)))","v":{"$error":"#VALUE!"}},1.5,1.08,1.08,1.08,2943,{"$f":"IF($B1876>$F1876,0,IF($C1876>$G1876,0,ROUND(((($F1876-$B1876)/100)*(IF('DBH-Upgrade'!$K$6='DBH-Upgrade'!$K$8,$BZ1890,($BE1876/(($F1876-18)/100))))*$CH1890)+((($B1876-18)/100)*$CA1890*$CE1890*$CG1890),0)))","v":{"$error":"#VALUE!"}},{"$f":"IF($B1876>$F1876,0,IF($C1876>$G1876,0,ROUND(((($F1876-$B1876)/100)*(IF('DBH-Upgrade'!$K$6='DBH-Upgrade'!$K$8,$BZ1890,($BE1876/(($F1876-18)/100))))*$CH1890)+((($B1876-18)/100)*$CA1890*$CD1890*$CG1890),0)))","v":{"$error":"#VALUE!"}},{"$f":"IF($B1876>$F1876,0,IF($C1876>$G1876,0,ROUND(((($F1876-$B1876)/100)*(IF('DBH-Upgrade'!$K$6='DBH-Upgrade'!$K$8,$BZ1890,($BE1876/(($F1876-18)/100))))*$CH1890)+((($B1876-18)/100)*$CA1890*$CG1890),0)))","v":{"$error":"#VALUE!"}},253,{"$error":"#VALUE!"},{"$error":"#VALUE!"},{"$error":"#VALUE!"},0.41771587093347951,{"$error":"#VALUE!"},{"$error":"#VALUE!"},{"$error":"#VALUE!"},2.0829999999999999E-4,1.724,2,4.6182900000000003E-4,{"$f":"IF($B1876>$F1876,0,IF($C1876>$G1876,0,ROUND((((($F1876-$B1876)/100)*IF('DBH-Upgrade'!$K$6='DBH-Upgrade'!$K$8,$CC1890,($BF1876/(($F1876-18)/100))))+((($B1876-18)/100)*$CB1890))*IF($E1876>50,IF($G1876=11,(1-(($E1876-50)*0.005)),IF($G1876=16,(1-(($E1876-50)*0.005)),IF($G1876=21,(1-(($E1876-50)*0.005)),1))),1)*$CE1890,0)))","v":{"$error":"#VALUE!"}},{"$f":"IF($B1876>$F1876,0,IF($C1876>$G1876,0,ROUND((((($F1876-$B1876)/100)*IF('DBH-Upgrade'!$K$6='DBH-Upgrade'!$K$8,$CC1890,($BF1876/(($F1876-18)/100))))+((($B1876-18)/100)*$CB1890))*IF($E1876>50,IF($G1876=11,(1-(($E1876-50)*0.005)),IF($G1876=16,(1-(($E1876-50)*0.005)),IF($G1876=21,(1-(($E1876-50)*0.005)),1))),1)*$CD1890,0)))","v":{"$error":"#VALUE!"}},{"$f":"IF($B1876>$F1876,0,IF($C1876>$G1876,0,ROUND((((($F1876-$B1876)/100)*IF('DBH-Upgrade'!$K$6='DBH-Upgrade'!$K$8,$CC1890,($BF1876/(($F1876-18)/100))))+((($B1876-18)/100)*$CB1890))*IF($E1876>50,IF($G1876=11,(1-(($E1876-50)*0.005)),IF($G1876=16,(1-(($E1876-50)*0.005)),IF($G1876=21,(1-(($E1876-50)*0.005)),1))),1),0)))","v":{"$error":"#VALUE!"}},1.01,1.01,1.01,174,180,264,75,77,114,4.1194168104123206E-2,4.3300444799019164E-2,9.1207229323603645E-2,2.4,5.5,5.9,7.9,null,3679,null,0.8,null,null,0,13.2,15.1,21.85,null,1,1,1,174,180,264,null,0,0,0,1,1127,2539,352,62,0.76885591203746129,0.70538685838828352,null,1,1,0.99999999999999978,0.99999999999999978,null,0]
["2502602010",{"$f":"'DBH-Upgrade'!$K$8-$CL1884","v":50},10,2,50,260,20,21.5,0,26,30,47.8,4409.6000000000004,{"$f":"IF($B1884>$F1884,0,IF($C1884>$G1884,0,ROUND((((($F1884-$B1884)/100)*IF('DBH-Upgrade'!$K$6='DBH-Upgrade'!$K$8,$BZ1898,($BE1884/(($F1884-18)/100))))+((($B1884-18)/100)*$CA1898))*$CE1898,0)))","v":{"$error":"#VALUE!"}},{"$f":"IF($B1884>$F1884,0,IF($C1884>$G1884,0,ROUND((((($F1884-$B1884)/100)*IF('DBH-Upgrade'!$K$6='DBH-Upgrade'!$K$8,$BZ1898,($BE1884/(($F1884-18)/100))))+((($B1884-18)/100)*$CA1898))*$CD1898,0)))","v":{"$error":"#VALUE!"}},{"$f":"IF($B1884>$F1884,0,IF($C1884>$G1884,0,ROUND(((($F1884-$B1884)/100)*IF('DBH-Upgrade'!$K$6='DBH-Upgrade'!$K$8,$BZ1898,($BE1884/(($F1884-18)/100))))+((($B1884-18)/100)*$CA1898),0)))","v":{"$error":"#VALUE!"}},1.5,1.08,1.08,1.08,4410,{"$f":"IF($B1884>$F1884,0,IF($C1884>$G1884,0,ROUND(((($F1884-$B1884)/100)*(IF('DBH-Upgrade'!$K$6='DBH-Upgrade'!$K$8,$BZ1898,($BE1884/(($F1884-18)/100))))*$CH1898)+((($B1884-18)/100)*$CA1898*$CE1898*$CG1898),0)))","v":{"$error":"#VALUE!"}},{"$f":"IF($B1884>$F1884,0,IF($C1884>$G1884,0,ROUND(((($F1884-$B1884)/100)*(IF('DBH-Upgrade'!$K$6='DBH-Upgrade'!$K$8,$BZ1898,($BE1884/(($F1884-18)/100))))*$CH1898)+((($B1884-18)/100)*$CA1898*$CD1898*$CG1898),0)))","v":{"$error":"#VALUE!"}},{"$f":"IF($B1884>$F1884,0,IF($C1884>$G1884,0,ROUND(((($F1884-$B1884)/100)*(IF('DBH-Upgrade'!$K$6='DBH-Upgrade'!$K$8,$BZ1898,($BE1884/(($F1884-18)/100))))*$CH1898)+((($B1884-18)/100)*$CA1898*$CG1898),0)))","v":{"$error":"#VALUE!"}},379,{"$error":"#VALUE!"},{"$error":"#VALUE!"},{"$error":"#VALUE!"},0.69938492263370478,{"$error":"#VALUE!"},{"$error":"#VALUE!"},{"$error":"#VALUE!"},1.2760000000000001E-4,1.7219,2,3.76611E-4,{"$f":"IF($B1884>$F1884,0,IF($C1884>$G1884,0,ROUND((((($F1884-$B1884)/100)*IF('DBH-Upgrade'!$K$6='DBH-Upgrade'!$K$8,$CC1898,($BF1884/(($F1884-18)/100))))+((($B1884-18)/100)*$CB1898))*IF($E1884>50,IF($G1884=11,(1-(($E1884-50)*0.005)),IF($G1884=16,(1-(($E1884-50)*0.005)),IF($G1884=21,(1-(($E1884-50)*0.005)),1))),1)*$CE1898,0)))","v":{"$error":"#VALUE!"}},{"$f":"IF($B1884>$F1884,0,IF($C1884>$G1884,0,ROUND((((($F1884-$B1884)/100)*IF('DBH-Upgrade'!$K$6='DBH-Upgrade'!$K$8,$CC1898,($BF1884/(($F1884-18)/100))))+((($B1884-18)/100)*$CB1898))*IF($E1884>50,IF($G1884=11,(1-(($E1884-50)*0.005)),IF($G1884=16,(1-(($E1884-50)*0.005)),IF($G1884=21,(1-(($E1884-50)*0.005)),1))),1)*$CD1898,0)))","v":{"$error":"#VALUE!"}},{"$f":"IF($B1884>$F1884,0,IF($C1884>$G1884,0,ROUND((((($F1884-$B1884)/100)*IF('DBH-Upgrade'!$K$6='DBH-Upgrade'!$K$8,$CC1898,($BF1884/(($F1884-18)/100))))+((($B1884-18)/100)*$CB1898))*IF($E1884>50,IF($G1884=11,(1-(($E1884-50)*0.005)),IF($G1884=16,(1-(($E1884-50)*0.005)),IF($G1884=21,(1-(($E1884-50)*0.005)),1))),1),0)))","v":{"$error":"#VALUE!"}},0.95,0.95,0.95,100,110,147,43,47,63,1.0814556477463601E-2,1.2803672568722465E-2,2.23510220613168E-2,3.5,5.5,5.9,7.9,null,5512,null,0.8,null,null,0,13.2,15.1,21.85,null,1,1,1,100,110,147,null,0,0,0,1,{"$error":"#VALUE!"},3301,508,{"$error":"#VALUE!"},0.68521071868549555,0.65780685179925613,null,1,1,0.99999999999999978,0.99999999999999978,null,20]
["265601510",{"$f":"'DBH-Upgrade'!$K$8-$CL1896","v":70},10,2,65,60,15,16.5,0,26,30,40,823.2,{"$f":"IF($B1896>$F1896,0,IF($C1896>$G1896,0,ROUND((((($F1896-$B1896)/100)*IF('DBH-Upgrade'!$K$6='DBH-Upgrade'!$K$8,$BZ1910,($BE1896/(($F1896-18)/100))))+((($B1896-18)/100)*$CA1910))*$CE1910,0)))","v":0},{"$f":"IF($B1896>$F1896,0,IF($C1896>$G1896,0,ROUND((((($F1896-$B1896)/100)*IF('DBH-Upgrade'!$K$6='DBH-Upgrade'!$K$8,$BZ1910,($BE1896/(($F1896-18)/100))))+((($B1896-18)/100)*$CA1910))*$CD1910,0)))","v":0},{"$f":"IF($B1896>$F1896,0,IF($C1896>$G1896,0,ROUND(((($F1896-$B1896)/100)*IF('DBH-Upgrade'!$K$6='DBH-Upgrade'!$K$8,$BZ1910,($BE1896/(($F1896-18)/100))))+((($B1896-18)/100)*$CA1910),0)))","v":0},1.5,1.08,1.08,1.08,823,{"$f":"IF($B1896>$F1896,0,IF($C1896>$G1896,0,ROUND(((($F1896-$B1896)/100)*(IF('DBH-Upgrade'!$K$6='DBH-Upgrade'!$K$8,$BZ1910,($BE1896/(($F1896-18)/100))))*$CH1910)+((($B1896-18)/100)*$CA1910*$CE1910*$CG1910),0)))","v":0},{"$f":"IF($B1896>$F1896,0,IF($C1896>$G1896,0,ROUND(((($F1896-$B1896)/100)*(IF('DBH-Upgrade'!$K$6='DBH-Upgrade'!$K$8,$BZ1910,($BE1896/(($F1896-18)/100))))*$CH1910)+((($B1896-18)/100)*$CA1910*$CD1910*$CG1910),0)))","v":0},{"$f":"IF($B1896>$F1896,0,IF($C1896>$G1896,0,ROUND(((($F1896-$B1896)/100)*(IF('DBH-Upgrade'!$K$6='DBH-Upgrade'!$K$8,$BZ1910,($BE1896/(($F1896-18)/100))))*$CH1910)+((($B1896-18)/100)*$CA1910*$CG1910),0)))","v":0},71,0,0,0,2.5709057620709339E-2,0,0,0,2.0829999999999999E-4,1.724,2,4.6182900000000003E-4,{"$f":"IF($B1896>$F1896,0,IF($C1896>$G1896,0,ROUND((((($F1896-$B1896)/100)*IF('DBH-Upgrade'!$K$6='DBH-Upgrade'!$K$8,$CC1910,($BF1896/(($F1896-18)/100))))+((($B1896-18)/100)*$CB1910))*IF($E1896>50,IF($G1896=11,(1-(($E1896-50)*0.005)),IF($G1896=16,(1-(($E1896-50)*0.005)),IF($G1896=21,(1-(($E1896-50)*0.005)),1))),1)*$CE1910,0)))","v":0},{"$f":"IF($B1896>$F1896,0,IF($C1896>$G1896,0,ROUND((((($F1896-$B1896)/100)*IF('DBH-Upgrade'!$K$6='DBH-Upgrade'!$K$8,$CC1910,($BF1896/(($F1896-18)/100))))+((($B1896-18)/100)*$CB1910))*IF($E1896>50,IF($G1896=11,(1-(($E1896-50)*0.005)),IF($G1896=16,(1-(($E1896-50)*0.005)),IF($G1896=21,(1-(($E1896-50)*0.005)),1))),1)*$CD1910,0)))","v":0},{"$f":"IF($B1896>$F1896,0,IF($C1896>$G1896,0,ROUND((((($F1896-$B1896)/100)*IF('DBH-Upgrade'!$K$6='DBH-Upgrade'!$K$8,$CC1910,($BF1896/(($F1896-18)/100))))+((($B1896-18)/100)*$CB1910))*IF($E1896>50,IF($G1896=11,(1-(($E1896-50)*0.005)),IF($G1896=16,(1-(($E1896-50)*0.005)),IF($G1896=21,(1-(($E1896-50)*0.005)),1))),1),0)))","v":0},1.01,1.01,1.01,0,0,0,0,0,0,0,0,0,0.6,"DBH-unit is too long!","DBH-unit is too long!","DBH-unit is too long!",null,1029,null,0.8,null,null,0,"DBH-unit is too long!","DBH-unit is too long!","DBH-unit is too long!",null,1,1,1,0,0,0,null,0,0,0,1,{"$error":"#VALUE!"},3301,508,{"$error":"#VALUE!"},0.68190449384530405,0.65796861393376183,null,1,1,0.99999999999999978,0.99999999999999978,null,0]
["265701510",{"$f":"'DBH-Upgrade'!$K$8-$CL1902","v":60},10,2,65,70,15,16.5,0,26,30,41,960.80000000000007,{"$f":"IF($B1902>$F1902,0,IF($C1902>$G1902,0,ROUND((((($F1902-$B1902)/100)*IF('DBH-Upgrade'!$K$6='DBH-Upgrade'!$K$8,$BZ1916,($BE1902/(($F1902-18)/100))))+((($B1902-18)/100)*$CA1916))*$CE1916,0)))","v":{"$error":"#VALUE!"}},{"$f":"IF($B1902>$F1902,0,IF($C1902>$G1902,0,ROUND((((($F1902-$B1902)/100)*IF('DBH-Upgrade'!$K$6='DBH-Upgrade'!$K$8,$BZ1916,($BE1902/(($F1902-18)/100))))+((($B1902-18)/100)*$CA1916))*$CD1916,0)))","v":{"$error":"#VALUE!"}},{"$f":"IF($B1902>$F1902,0,IF($C1902>$G1902,0,ROUND(((($F1902-$B1902)/100)*IF('DBH-Upgrade'!$K$6='DBH-Upgrade'!$K$8,$BZ1916,($BE1902/(($F1902-18)/100))))+((($B1902-18)/100)*$CA1916),0)))","v":{"$error":"#VALUE!"}},1.5,1.08,1.08,1.08,961,{"$f":"IF($B1902>$F1902,0,IF($C1902>$G1902,0,ROUND(((($F1902-$B1902)/100)*(IF('DBH-Upgrade'!$K$6='DBH-Upgrade'!$K$8,$BZ1916,($BE1902/(($F1902-18)/100))))*$CH1916)+((($B1902-18)/100)*$CA1916*$CE1916*$CG1916),0)))","v":{"$error":"#VALUE!"}},{"$f":"IF($B1902>$F1902,0,IF($C1902>$G1902,0,ROUND(((($F1902-$B1902)/100)*(IF('DBH-Upgrade'!$K$6='DBH-Upgrade'!$K$8,$BZ1916,($BE1902/(($F1902-18)/100))))*$CH1916)+((($B1902-18)/100)*$CA1916*$CD1916*$CG1916),0)))","v":{"$error":"#VALUE!"}},{"$f":"IF($B1902>$F1902,0,IF($C1902>$G1902,0,ROUND(((($F1902-$B1902)/100)*(IF('DBH-Upgrade'!$K$6='DBH-Upgrade'!$K$8,$BZ1916,($BE1902/(($F1902-18)/100))))*$CH1916)+((($B1902-18)/100)*$CA1916*$CG1916),0)))","v":{"$error":"#VALUE!"}},83,{"$error":"#VALUE!"},{"$error":"#VALUE!"},{"$error":"#VALUE!"},3.5797696205080359E-2,{"$error":"#VALUE!"},{"$error":"#VALUE!"},{"$error":"#VALUE!"},2.0829999999999999E-4,1.724,2,4.6182900000000003E-4,{"$f":"IF($B1902>$F1902,0,IF($C1902>$G1902,0,ROUND((((($F1902-$B1902)/100)*IF('DBH-Upgrade'!$K$6='DBH-Upgrade'!$K$8,$CC1916,($BF1902/(($F1902-18)/100))))+((($B1902-18)/100)*$CB1916))*IF($E1902>50,IF($G1902=11,(1-(($E1902-50)*0.005)),IF($G1902=16,(1-(($E1902-50)*0.005)),IF($G1902=21,(1-(($E1902-50)*0.005)),1))),1)*$CE1916,0)))","v":{"$error":"#VALUE!"}},{"$f":"IF($B1902>$F1902,0,IF($C1902>$G1902,0,ROUND((((($F1902-$B1902)/100)*IF('DBH-Upgrade'!$K$6='DBH-Upgrade'!$K$8,$CC1916,($BF1902/(($F1902-18)/100))))+((($B1902-18)/100)*$CB1916))*IF($E1902>50,IF($G1902=11,(1-(($E1902-50)*0.005)),IF($G1902=16,(1-(($E1902-50)*0.005)),IF($G1902=21,(1-(($E1902-50)*0.005)),1))),1)*$CD1916,0)))","v":{"$error":"#VALUE!"}},{"$f":"IF($B1902>$F1902,0,IF($C1902>$G1902,0,ROUND((((($F1902-$B1902)/100)*IF('DBH-Upgrade'!$K$6='DBH-Upgrade'!$K$8,$CC1916,($BF1902/(($F1902-18)/100))))+((($B1902-18)/100)*$CB1916))*IF($E1902>50,IF($G1902=11,(1-(($E1902-50)*0.005)),IF($G1902=16,(1-(($E1902-50)*0.005)),IF($G1902=21,(1-(($E1902-50)*0.005)),1))),1),0)))","v":{"$error":"#VALUE!"}},1.01,1.01,1.01,150,161,213,65,69,92,2.2152309746863368E-2,2.4906816538626166E-2,4.3822991749213405E-2,0.7,5.5,5.9,7.9,null,1201,null,0.8,null,null,0,13.2,15.1,21.85,null,1,1,1,150,161,213,null,0,0,0,1,{"$error":"#VALUE!"},3301,508,{"$error":"#VALUE!"},0.67294243770541662,0.6582099452827469,null,1,1,0.99999999999999978,0.99999999999999978,null,10]
["265702010",{"$f":"'DBH-Upgrade'!$K$8-$CL1904","v":60},10,2,65,70,20,21.5,0,26,30,41,1339.2,{"$f":"IF($B1904>$F1904,0,IF($C1904>$G1904,0,ROUND((((($F1904-$B1904)/100)*IF('DBH-Upgrade'!$K$6='DBH-Upgrade'!$K$8,$BZ1918,($BE1904/(($F1904-18)/100))))+((($B1904-18)/100)*$CA1918))*$CE1918,0)))","v":{"$error":"#VALUE!"}},{"$f":"IF($B1904>$F1904,0,IF($C1904>$G1904,0,ROUND((((($F1904-$B1904)/100)*IF('DBH-Upgrade'!$K$6='DBH-Upgrade'!$K$8,$BZ1918,($BE1904/(($F1904-18)/100))))+((($B1904-18)/100)*$CA1918))*$CD1918,0)))","v":{"$error":"#VALUE!"}},{"$f":"IF($B1904>$F1904,0,IF($C1904>$G1904,0,ROUND(((($F1904-$B1904)/100)*IF('DBH-Upgrade'!$K$6='DBH-Upgrade'!$K$8,$BZ1918,($BE1904/(($F1904-18)/100))))+((($B1904-18)/100)*$CA1918),0)))","v":{"$error":"#VALUE!"}},1.5,1.08,1.08,1.08,1339,{"$f":"IF($B1904>$F1904,0,IF($C1904>$G1904,0,ROUND(((($F1904-$B1904)/100)*(IF('DBH-Upgrade'!$K$6='DBH-Upgrade'!$K$8,$BZ1918,($BE1904/(($F1904-18)/100))))*$CH1918)+((($B1904-18)/100)*$CA1918*$CE1918*$CG1918),0)))","v":{"$error":"#VALUE!"}},{"$f":"IF($B1904>$F1904,0,IF($C1904>$G1904,0,ROUND(((($F1904-$B1904)/100)*(IF('DBH-Upgrade'!$K$6='DBH-Upgrade'!$K$8,$BZ1918,($BE1904/(($F1904-18)/100))))*$CH1918)+((($B1904-18)/100)*$CA1918*$CD1918*$CG1918),0)))","v":{"$error":"#VALUE!"}},{"$f":"IF($B1904>$F1904,0,IF($C1904>$G1904,0,ROUND(((($F1904-$B1904)/100)*(IF('DBH-Upgrade'!$K$6='DBH-Upgrade'!$K$8,$BZ1918,($BE1904/(($F1904-18)/100))))*$CH1918)+((($B1904-18)/100)*$CA1918*$CG1918),0)))","v":{"$error":"#VALUE!"}},115,{"$error":"#VALUE!"},{"$error":"#VALUE!"},{"$error":"#VALUE!"},5.3725370189289141E-2,{"$error":"#VALUE!"},{"$error":"#VALUE!"},{"$error":"#VALUE!"},1.2760000000000001E-4,1.7219,2,3.76611E-4,{"$f":"IF($B1904>$F1904,0,IF($C1904>$G1904,0,ROUND((((($F1904-$B1904)/100)*IF('DBH-Upgrade'!$K$6='DBH-Upgrade'!$K$8,$CC1918,($BF1904/(($F1904-18)/100))))+((($B1904-18)/100)*$CB1918))*IF($E1904>50,IF($G1904=11,(1-(($E1904-50)*0.005)),IF($G1904=16,(1-(($E1904-50)*0.005)),IF($G1904=21,(1-(($E1904-50)*0.005)),1))),1)*$CE1918,0)))","v":{"$error":"#VALUE!"}},{"$f":"IF($B1904>$F1904,0,IF($C1904>$G1904,0,ROUND((((($F1904-$B1904)/100)*IF('DBH-Upgrade'!$K$6='DBH-Upgrade'!$K$8,$CC1918,($BF1904/(($F1904-18)/100))))+((($B1904-18)/100)*$CB1918))*IF($E1904>50,IF($G1904=11,(1-(($E1904-50)*0.005)),IF($G1904=16,(1-(($E1904-50)*0.005)),IF($G1904=21,(1-(($E1904-50)*0.005)),1))),1)*$CD1918,0)))","v":{"$error":"#VALUE!"}},{"$f":"IF($B1904>$F1904,0,IF($C1904>$G1904,0,ROUND((((($F1904-$B1904)/100)*IF('DBH-Upgrade'!$K$6='DBH-Upgrade'!$K$8,$CC1918,($BF1904/(($F1904-18)/100))))+((($B1904-18)/100)*$CB1918))*IF($E1904>50,IF($G1904=11,(1-(($E1904-50)*0.005)),IF($G1904=16,(1-(($E1904-50)*0.005)),IF($G1904=21,(1-(($E1904-50)*0.005)),1))),1),0)))","v":{"$error":"#VALUE!"}},0.95,0.95,0.95,150,161,192,65,69,83,1.7433659900471764E-2,1.9611209590244368E-2,2.8228959829713119E-2,0.9,5.5,5.9,7.9,null,1674,null,0.8,null,null,0,13.2,15.1,21.85,null,1,1,1,150,161,192,null,0,0,0,1,{"$error":"#VALUE!"},3682,458,{"$error":"#VALUE!"},0.75077946095441817,0.68,null,1,1,0.99999999999999978,0.99999999999999978,null,10]
["265902010",{"$f":"'DBH-Upgrade'!$K$8-$CL1916","v":70},10,2,65,90,20,21.5,0,26,30,42.4,1721.6000000000001,{"$f":"IF($B1916>$F1916,0,IF($C1916>$G1916,0,ROUND((((($F1916-$B1916)/100)*IF('DBH-Upgrade'!$K$6='DBH-Upgrade'!$K$8,$BZ1930,($BE1916/(($F1916-18)/100))))+((($B1916-18)/100)*$CA1930))*$CE1930,0)))","v":{"$error":"#VALUE!"}},{"$f":"IF($B1916>$F1916,0,IF($C1916>$G1916,0,ROUND((((($F1916-$B1916)/100)*IF('DBH-Upgrade'!$K$6='DBH-Upgrade'!$K$8,$BZ1930,($BE1916/(($F1916-18)/100))))+((($B1916-18)/100)*$CA1930))*$CD1930,0)))","v":{"$error":"#VALUE!"}},{"$f":"IF($B1916>$F1916,0,IF($C1916>$G1916,0,ROUND(((($F1916-$B1916)/100)*IF('DBH-Upgrade'!$K$6='DBH-Upgrade'!$K$8,$BZ1930,($BE1916/(($F1916-18)/100))))+((($B1916-18)/100)*$CA1930),0)))","v":{"$error":"#VALUE!"}},1.5,1.08,1.08,1.08,1722,{"$f":"IF($B1916>$F1916,0,IF($C1916>$G1916,0,ROUND(((($F1916-$B1916)/100)*(IF('DBH-Upgrade'!$K$6='DBH-Upgrade'!$K$8,$BZ1930,($BE1916/(($F1916-18)/100))))*$CH1930)+((($B1916-18)/100)*$CA1930*$CE1930*$CG1930),0)))","v":{"$error":"#VALUE!"}},{"$f":"IF($B1916>$F1916,0,IF($C1916>$G1916,0,ROUND(((($F1916-$B1916)/100)*(IF('DBH-Upgrade'!$K$6='DBH-Upgrade'!$K$8,$BZ1930,($BE1916/(($F1916-18)/100))))*$CH1930)+((($B1916-18)/100)*$CA1930*$CD1930*$CG1930),0)))","v":{"$error":"#VALUE!"}},{"$f":"IF($B1916>$F1916,0,IF($C1916>$G1916,0,ROUND(((($F1916-$B1916)/100)*(IF('DBH-Upgrade'!$K$6='DBH-Upgrade'!$K$8,$BZ1930,($BE1916/(($F1916-18)/100))))*$CH1930)+((($B1916-18)/100)*$CA1930*$CG1930),0)))","v":{"$error":"#VALUE!"}},148,{"$error":"#VALUE!"},{"$error":"#VALUE!"},{"$error":"#VALUE!"},9.1161174330522982E-2,{"$error":"#VALUE!"},{"$error":"#VALUE!"},{"$error":"#VALUE!"},1.2760000000000001E-4,1.7219,2,3.76611E-4,{"$f":"IF($B1916>$F1916,0,IF($C1916>$G1916,0,ROUND((((($F1916-$B1916)/100)*IF('DBH-Upgrade'!$K$6='DBH-Upgrade'!$K$8,$CC1930,($BF1916/(($F1916-18)/100))))+((($B1916-18)/100)*$CB1930))*IF($E1916>50,IF($G1916=11,(1-(($E1916-50)*0.005)),IF($G1916=16,(1-(($E1916-50)*0.005)),IF($G1916=21,(1-(($E1916-50)*0.005)),1))),1)*$CE1930,0)))","v":{"$error":"#VALUE!"}},{"$f":"IF($B1916>$F1916,0,IF($C1916>$G1916,0,ROUND((((($F1916-$B1916)/100)*IF('DBH-Upgrade'!$K$6='DBH-Upgrade'!$K$8,$CC1930,($BF1916/(($F1916-18)/100))))+((($B1916-18)/100)*$CB1930))*IF($E1916>50,IF($G1916=11,(1-(($E1916-50)*0.005)),IF($G1916=16,(1-(($E1916-50)*0.005)),IF($G1916=21,(1-(($E1916-50)*0.005)),1))),1)*$CD1930,0)))","v":{"$error":"#VALUE!"}},{"$f":"IF($B1916>$F1916,0,IF($C1916>$G1916,0,ROUND((((($F1916-$B1916)/100)*IF('DBH-Upgrade'!$K$6='DBH-Upgrade'!$K$8,$CC1930,($BF1916/(($F1916-18)/100))))+((($B1916-18)/100)*$CB1930))*IF($E1916>50,IF($G1916=11,(1-(($E1916-50)*0.005)),IF($G1916=16,(1-(($E1916-50)*0.005)),IF($G1916=21,(1-(($E1916-50)*0.005)),1))),1),0)))","v":{"$error":"#VALUE!"}},0.95,0.95,0.95,182,196,238,78,84,102,2.5879482182604913E-2,2.993305369534191E-2,4.3834427196312926E-2,1.2,5.5,5.9,7.9,null,2152,null,0.8,null,null,0,13.2,15.1,21.85,null,1,1,1,182,196,238,null,0,0,0,1,{"$error":"#VALUE!"},3301,508,{"$error":"#VALUE!"},{"$f":"CS$75","v":0.75555534806492441},{"$f":"CT$75","v":0.70383877729866806},null,1,1,0.99999999999999978,0.99999999999999978,null,0]
["265902110",{"$f":"'DBH-Upgrade'!$K$8-$CL1917","v":70},10,2,65,90,21,21.5,0,26,30,42.4,2164,{"$f":"IF($B1917>$F1917,0,IF($C1917>$G1917,0,ROUND((((($F1917-$B1917)/100)*IF('DBH-Upgrade'!$K$6='DBH-Upgrade'!$K$8,$BZ1931,($BE1917/(($F1917-18)/100))))+((($B1917-18)/100)*$CA1931))*$CE1931,0)))","v":{"$error":"#VALUE!"}},{"$f":"IF($B1917>$F1917,0,IF($C1917>$G1917,0,ROUND((((($F1917-$B1917)/100)*IF('DBH-Upgrade'!$K$6='DBH-Upgrade'!$K$8,$BZ1931,($BE1917/(($F1917-18)/100))))+((($B1917-18)/100)*$CA1931))*$CD1931,0)))","v":{"$error":"#VALUE!"}},{"$f":"IF($B1917>$F1917,0,IF($C1917>$G1917,0,ROUND(((($F1917-$B1917)/100)*IF('DBH-Upgrade'!$K$6='DBH-Upgrade'!$K$8,$BZ1931,($BE1917/(($F1917-18)/100))))+((($B1917-18)/100)*$CA1931),0)))","v":{"$error":"#VALUE!"}},1.5,1.05,1.05,1.05,2164,{"$f":"IF($B1917>$F1917,0,IF($C1917>$G1917,0,ROUND(((($F1917-$B1917)/100)*(IF('DBH-Upgrade'!$K$6='DBH-Upgrade'!$K$8,$BZ1931,($BE1917/(($F1917-18)/100))))*$CH1931)+((($B1917-18)/100)*$CA1931*$CE1931*$CG1931),0)))","v":{"$error":"#VALUE!"}},{"$f":"IF($B1917>$F1917,0,IF($C1917>$G1917,0,ROUND(((($F1917-$B1917)/100)*(IF('DBH-Upgrade'!$K$6='DBH-Upgrade'!$K$8,$BZ1931,($BE1917/(($F1917-18)/100))))*$CH1931)+((($B1917-18)/100)*$CA1931*$CD1931*$CG1931),0)))","v":{"$error":"#VALUE!"}},{"$f":"IF($B1917>$F1917,0,IF($C1917>$G1917,0,ROUND(((($F1917-$B1917)/100)*(IF('DBH-Upgrade'!$K$6='DBH-Upgrade'!$K$8,$BZ1931,($BE1917/(($F1917-18)/100))))*$CH1931)+((($B1917-18)/100)*$CA1931*$CG1931),0)))","v":{"$error":"#VALUE!"}},186,{"$error":"#VALUE!"},{"$error":"#VALUE!"},{"$error":"#VALUE!"},0.20492183615501125,{"$error":"#VALUE!"},{"$error":"#VALUE!"},{"$error":"#VALUE!"},1.2760000000000001E-4,1.7219,4,5.1420100000000005E-4,{"$f":"IF($B1917>$F1917,0,IF($C1917>$G1917,0,ROUND((((($F1917-$B1917)/100)*IF('DBH-Upgrade'!$K$6='DBH-Upgrade'!$K$8,$CC1931,($BF1917/(($F1917-18)/100))))+((($B1917-18)/100)*$CB1931))*IF($E1917>50,IF($G1917=11,(1-(($E1917-50)*0.005)),IF($G1917=16,(1-(($E1917-50)*0.005)),IF($G1917=21,(1-(($E1917-50)*0.005)),1))),1)*$CE1931,0)))","v":{"$error":"#VALUE!"}},{"$f":"IF($B1917>$F1917,0,IF($C1917>$G1917,0,ROUND((((($F1917-$B1917)/100)*IF('DBH-Upgrade'!$K$6='DBH-Upgrade'!$K$8,$CC1931,($BF1917/(($F1917-18)/100))))+((($B1917-18)/100)*$CB1931))*IF($E1917>50,IF($G1917=11,(1-(($E1917-50)*0.005)),IF($G1917=16,(1-(($E1917-50)*0.005)),IF($G1917=21,(1-(($E1917-50)*0.005)),1))),1)*$CD1931,0)))","v":{"$error":"#VALUE!"}},{"$f":"IF($B1917>$F1917,0,IF($C1917>$G1917,0,ROUND((((($F1917-$B1917)/100)*IF('DBH-Upgrade'!$K$6='DBH-Upgrade'!$K$8,$CC1931,($BF1917/(($F1917-18)/100))))+((($B1917-18)/100)*$CB1931))*IF($E1917>50,IF($G1917=11,(1-(($E1917-50)*0.005)),IF($G1917=16,(1-(($E1917-50)*0.005)),IF($G1917=21,(1-(($E1917-50)*0.005)),1))),1),0)))","v":{"$error":"#VALUE!"}},0.85,0.85,0.85,267,286,390,115,123,168,8.0008180173066878E-2,9.124364158090871E-2,0.16789509816318576,2.4,5.5,5.9,7.9,null,2705,null,0.8,null,null,0,13.2,15.1,21.85,null,1,1,1,267,286,390,null,0,0,0,1,{"$error":"#VALUE!"},4479,834,{"$error":"#VALUE!"},{"$f":"CU$75","v":0.75555534806492441},{"$f":"CV$75","v":0.70383877729866806},null,1,1,0.99999999999999978,0.99999999999999978,null,0]
["2651101010",{"$f":"'DBH-Upgrade'!$K$8-$CL1924","v":70},10,2,65,110,10,11.5,0,26,30,43.5,1109.7,{"$f":"IF($B1924>$F1924,0,IF($C1924>$G1924,0,ROUND((((($F1924-$B1924)/100)*IF('DBH-Upgrade'!$K$6='DBH-Upgrade'!$K$8,$BZ1938,($BE1924/(($F1924-18)/100))))+((($B1924-18)/100)*$CA1938))*$CE1938,0)))","v":1339},{"$f":"IF($B1924>$F1924,0,IF($C1924>$G1924,0,ROUND((((($F1924-$B1924)/100)*IF('DBH-Upgrade'!$K$6='DBH-Upgrade'!$K$8,$BZ1938,($BE1924/(($F1924-18)/100))))+((($B1924-18)/100)*$CA1938))*$CD1938,0)))","v":1443},{"$f":"IF($B1924>$F1924,0,IF($C1924>$G1924,0,ROUND(((($F1924-$B1924)/100)*IF('DBH-Upgrade'!$K$6='DBH-Upgrade'!$K$8,$BZ1938,($BE1924/(($F1924-18)/100))))+((($B1924-18)/100)*$CA1938),0)))","v":1771},1.5,1.08,1.08,1.08,1110,{"$f":"IF($B1924>$F1924,0,IF($C1924>$G1924,0,ROUND(((($F1924-$B1924)/100)*(IF('DBH-Upgrade'!$K$6='DBH-Upgrade'!$K$8,$BZ1938,($BE1924/(($F1924-18)/100))))*$CH1938)+((($B1924-18)/100)*$CA1938*$CE1938*$CG1938),0)))","v":1449},{"$f":"IF($B1924>$F1924,0,IF($C1924>$G1924,0,ROUND(((($F1924-$B1924)/100)*(IF('DBH-Upgrade'!$K$6='DBH-Upgrade'!$K$8,$BZ1938,($BE1924/(($F1924-18)/100))))*$CH1938)+((($B1924-18)/100)*$CA1938*$CD1938*$CG1938),0)))","v":1526},{"$f":"IF($B1924>$F1924,0,IF($C1924>$G1924,0,ROUND(((($F1924-$B1924)/100)*(IF('DBH-Upgrade'!$K$6='DBH-Upgrade'!$K$8,$BZ1938,($BE1924/(($F1924-18)/100))))*$CH1938)+((($B1924-18)/100)*$CA1938*$CG1938),0)))","v":1771},95,125,131,152,5.2532622450830936E-2,8.8512297921148453E-2,9.6775243180378001E-2,0.12846635666491932,3.969E-4,1.7345999999999999,2,3.6734700000000002E-4,{"$f":"IF($B1924>$F1924,0,IF($C1924>$G1924,0,ROUND((((($F1924-$B1924)/100)*IF('DBH-Upgrade'!$K$6='DBH-Upgrade'!$K$8,$CC1938,($BF1924/(($F1924-18)/100))))+((($B1924-18)/100)*$CB1938))*IF($E1924>50,IF($G1924=11,(1-(($E1924-50)*0.005)),IF($G1924=16,(1-(($E1924-50)*0.005)),IF($G1924=21,(1-(($E1924-50)*0.005)),1))),1)*$CE1938,0)))","v":157},{"$f":"IF($B1924>$F1924,0,IF($C1924>$G1924,0,ROUND((((($F1924-$B1924)/100)*IF('DBH-Upgrade'!$K$6='DBH-Upgrade'!$K$8,$CC1938,($BF1924/(($F1924-18)/100))))+((($B1924-18)/100)*$CB1938))*IF($E1924>50,IF($G1924=11,(1-(($E1924-50)*0.005)),IF($G1924=16,(1-(($E1924-50)*0.005)),IF($G1924=21,(1-(($E1924-50)*0.005)),1))),1)*$CD1938,0)))","v":169},{"$f":"IF($B1924>$F1924,0,IF($C1924>$G1924,0,ROUND((((($F1924-$B1924)/100)*IF('DBH-Upgrade'!$K$6='DBH-Upgrade'!$K$8,$CC1938,($BF1924/(($F1924-18)/100))))+((($B1924-18)/100)*$CB1938))*IF($E1924>50,IF($G1924=11,(1-(($E1924-50)*0.005)),IF($G1924=16,(1-(($E1924-50)*0.005)),IF($G1924=21,(1-(($E1924-50)*0.005)),1))),1),0)))","v":208},0.98,0.98,0.98,138,149,183,59,64,79,2.1303932113006917E-2,2.4847311266396943E-2,3.7022831820648916E-2,0.7,5.5,5.9,7.9,null,1233,null,0.9,null,null,0,13.2,15.1,21.85,null,1,1,1,138,149,183,null,0,0,0,1,{"$error":"#VALUE!"},3682,458,{"$error":"#VALUE!"},0.82845886137907021,0.77133936020072458,null,1,1,0.99999999999999978,0.99999999999999978,null,0]
["2651401010",{"$f":"'DBH-Upgrade'!$K$8-$CL1936","v":70},10,2,65,140,10,11.5,0,26,30,44.8,1412.1000000000001,{"$f":"IF($B1936>$F1936,0,IF($C1936>$G1936,0,ROUND((((($F1936-$B1936)/100)*IF('DBH-Upgrade'!$K$6='DBH-Upgrade'!$K$8,$BZ1950,($BE1936/(($F1936-18)/100))))+((($B1936-18)/100)*$CA1950))*$CE1950,0)))","v":1544},{"$f":"IF($B1936>$F1936,0,IF($C1936>$G1936,0,ROUND((((($F1936-$B1936)/100)*IF('DBH-Upgrade'!$K$6='DBH-Upgrade'!$K$8,$BZ1950,($BE1936/(($F1936-18)/100))))+((($B1936-18)/100)*$CA1950))*$CD1950,0)))","v":1672},{"$f":"IF($B1936>$F1936,0,IF($C1936>$G1936,0,ROUND(((($F1936-$B1936)/100)*IF('DBH-Upgrade'!$K$6='DBH-Upgrade'!$K$8,$BZ1950,($BE1936/(($F1936-18)/100))))+((($B1936-18)/100)*$CA1950),0)))","v":2109},1.5,1.08,1.08,1.08,1412,{"$f":"IF($B1936>$F1936,0,IF($C1936>$G1936,0,ROUND(((($F1936-$B1936)/100)*(IF('DBH-Upgrade'!$K$6='DBH-Upgrade'!$K$8,$BZ1950,($BE1936/(($F1936-18)/100))))*$CH1950)+((($B1936-18)/100)*$CA1950*$CE1950*$CG1950),0)))","v":1755},{"$f":"IF($B1936>$F1936,0,IF($C1936>$G1936,0,ROUND(((($F1936-$B1936)/100)*(IF('DBH-Upgrade'!$K$6='DBH-Upgrade'!$K$8,$BZ1950,($BE1936/(($F1936-18)/100))))*$CH1950)+((($B1936-18)/100)*$CA1950*$CD1950*$CG1950),0)))","v":1836},{"$f":"IF($B1936>$F1936,0,IF($C1936>$G1936,0,ROUND(((($F1936-$B1936)/100)*(IF('DBH-Upgrade'!$K$6='DBH-Upgrade'!$K$8,$BZ1950,($BE1936/(($F1936-18)/100))))*$CH1950)+((($B1936-18)/100)*$CA1950*$CG1950),0)))","v":2109},121,151,158,181,9.2769026383323697E-2,0.14091109064366686,0.15350854252153115,0.19849528066125693,3.969E-4,1.7345999999999999,2,3.6734700000000002E-4,{"$f":"IF($B1936>$F1936,0,IF($C1936>$G1936,0,ROUND((((($F1936-$B1936)/100)*IF('DBH-Upgrade'!$K$6='DBH-Upgrade'!$K$8,$CC1950,($BF1936/(($F1936-18)/100))))+((($B1936-18)/100)*$CB1950))*IF($E1936>50,IF($G1936=11,(1-(($E1936-50)*0.005)),IF($G1936=16,(1-(($E1936-50)*0.005)),IF($G1936=21,(1-(($E1936-50)*0.005)),1))),1)*$CE1950,0)))","v":166},{"$f":"IF($B1936>$F1936,0,IF($C1936>$G1936,0,ROUND((((($F1936-$B1936)/100)*IF('DBH-Upgrade'!$K$6='DBH-Upgrade'!$K$8,$CC1950,($BF1936/(($F1936-18)/100))))+((($B1936-18)/100)*$CB1950))*IF($E1936>50,IF($G1936=11,(1-(($E1936-50)*0.005)),IF($G1936=16,(1-(($E1936-50)*0.005)),IF($G1936=21,(1-(($E1936-50)*0.005)),1))),1)*$CD1950,0)))","v":180},{"$f":"IF($B1936>$F1936,0,IF($C1936>$G1936,0,ROUND((((($F1936-$B1936)/100)*IF('DBH-Upgrade'!$K$6='DBH-Upgrade'!$K$8,$CC1950,($BF1936/(($F1936-18)/100))))+((($B1936-18)/100)*$CB1950))*IF($E1936>50,IF($G1936=11,(1-(($E1936-50)*0.005)),IF($G1936=16,(1-(($E1936-50)*0.005)),IF($G1936=21,(1-(($E1936-50)*0.005)),1))),1),0)))","v":226},0.98,0.98,0.98,134,145,183,58,62,79,2.3298828366087886E-2,2.6398974796288582E-2,4.1590372011877659E-2,0.9,5.5,5.9,7.9,null,1569,null,0.9,null,null,0,13.2,15.1,21.85,null,1,1,1,134,145,183,null,0,0,0,1,{"$error":"#VALUE!"},3682,458,{"$error":"#VALUE!"},0.81466996609637188,0.75619868948084668,null,1,1,0.99999999999999978,0.99999999999999978,null,0]
["2651401110",{"$f":"'DBH-Upgrade'!$K$8-$CL1937","v":70},10,2,65,140,11,11.5,0,26,30,44.8,1411.68,{"$f":"IF($B1937>$F1937,0,IF($C1937>$G1937,0,ROUND((((($F1937-$B1937)/100)*IF('DBH-Upgrade'!$K$6='DBH-Upgrade'!$K$8,$BZ1951,($BE1937/(($F1937-18)/100))))+((($B1937-18)/100)*$CA1951))*$CE1951,0)))","v":2471},{"$f":"IF($B1937>$F1937,0,IF($C1937>$G1937,0,ROUND((((($F1937-$B1937)/100)*IF('DBH-Upgrade'!$K$6='DBH-Upgrade'!$K$8,$BZ1951,($BE1937/(($F1937-18)/100))))+((($B1937-18)/100)*$CA1951))*$CD1951,0)))","v":2677},{"$f":"IF($B1937>$F1937,0,IF($C1937>$G1937,0,ROUND(((($F1937-$B1937)/100)*IF('DBH-Upgrade'!$K$6='DBH-Upgrade'!$K$8,$BZ1951,($BE1937/(($F1937-18)/100))))+((($B1937-18)/100)*$CA1951),0)))","v":3376},1.5,1.1000000000000001,1.1000000000000001,1.1000000000000001,1412,{"$f":"IF($B1937>$F1937,0,IF($C1937>$G1937,0,ROUND(((($F1937-$B1937)/100)*(IF('DBH-Upgrade'!$K$6='DBH-Upgrade'!$K$8,$BZ1951,($BE1937/(($F1937-18)/100))))*$CH1951)+((($B1937-18)/100)*$CA1951*$CE1951*$CG1951),0)))","v":2896},{"$f":"IF($B1937>$F1937,0,IF($C1937>$G1937,0,ROUND(((($F1937-$B1937)/100)*(IF('DBH-Upgrade'!$K$6='DBH-Upgrade'!$K$8,$BZ1951,($BE1937/(($F1937-18)/100))))*$CH1951)+((($B1937-18)/100)*$CA1951*$CD1951*$CG1951),0)))","v":3005},{"$f":"IF($B1937>$F1937,0,IF($C1937>$G1937,0,ROUND(((($F1937-$B1937)/100)*(IF('DBH-Upgrade'!$K$6='DBH-Upgrade'!$K$8,$BZ1951,($BE1937/(($F1937-18)/100))))*$CH1951)+((($B1937-18)/100)*$CA1951*$CG1951),0)))","v":3376},121,249,258,290,0.16252271115584735,0.62910176796640371,0.67257982845850905,0.83826584729218123,3.969E-4,1.7345999999999999,4,5.7428799999999995E-4,{"$f":"IF($B1937>$F1937,0,IF($C1937>$G1937,0,ROUND((((($F1937-$B1937)/100)*IF('DBH-Upgrade'!$K$6='DBH-Upgrade'!$K$8,$CC1951,($BF1937/(($F1937-18)/100))))+((($B1937-18)/100)*$CB1951))*IF($E1937>50,IF($G1937=11,(1-(($E1937-50)*0.005)),IF($G1937=16,(1-(($E1937-50)*0.005)),IF($G1937=21,(1-(($E1937-50)*0.005)),1))),1)*$CE1951,0)))","v":227},{"$f":"IF($B1937>$F1937,0,IF($C1937>$G1937,0,ROUND((((($F1937-$B1937)/100)*IF('DBH-Upgrade'!$K$6='DBH-Upgrade'!$K$8,$CC1951,($BF1937/(($F1937-18)/100))))+((($B1937-18)/100)*$CB1951))*IF($E1937>50,IF($G1937=11,(1-(($E1937-50)*0.005)),IF($G1937=16,(1-(($E1937-50)*0.005)),IF($G1937=21,(1-(($E1937-50)*0.005)),1))),1)*$CD1951,0)))","v":246},{"$f":"IF($B1937>$F1937,0,IF($C1937>$G1937,0,ROUND((((($F1937-$B1937)/100)*IF('DBH-Upgrade'!$K$6='DBH-Upgrade'!$K$8,$CC1951,($BF1937/(($F1937-18)/100))))+((($B1937-18)/100)*$CB1951))*IF($E1937>50,IF($G1937=11,(1-(($E1937-50)*0.005)),IF($G1937=16,(1-(($E1937-50)*0.005)),IF($G1937=21,(1-(($E1937-50)*0.005)),1))),1),0)))","v":310},0.95,0.95,0.95,220,238,300,95,102,129,0.10345718458050973,0.11813040081856956,0.18318945266362677,1.9,5.5,5.9,7.9,null,2076,null,0.68,null,null,0,13.2,15.1,21.85,null,1,1,1,220,238,300,null,0,0,0,1,{"$error":"#VALUE!"},5340,750,{"$error":"#VALUE!"},0.72541359909535208,0.67746340042029107,null,1,1,0.99999999999999978,0.99999999999999978,null,0]
["2651602010",{"$f":"'DBH-Upgrade'!$K$8-$CL1946","v":70},10,2,65,160,20,21.5,0,26,30,45.5,3060.8,{"$f":"IF($B1946>$F1946,0,IF($C1946>$G1946,0,ROUND((((($F1946-$B1946)/100)*IF('DBH-Upgrade'!$K$6='DBH-Upgrade'!$K$8,$BZ1960,($BE1946/(($F1946-18)/100))))+((($B1946-18)/100)*$CA1960))*$CE1960,0)))","v":{"$error":"#VALUE!"}},{"$f":"IF($B1946>$F1946,0,IF($C1946>$G1946,0,ROUND((((($F1946-$B1946)/100)*IF('DBH-Upgrade'!$K$6='DBH-Upgrade'!$K$8,$BZ1960,($BE1946/(($F1946-18)/100))))+((($B1946-18)/100)*$CA1960))*$CD1960,0)))","v":{"$error":"#VALUE!"}},{"$f":"IF($B1946>$F1946,0,IF($C1946>$G1946,0,ROUND(((($F1946-$B1946)/100)*IF('DBH-Upgrade'!$K$6='DBH-Upgrade'!$K$8,$BZ1960,($BE1946/(($F1946-18)/100))))+((($B1946-18)/100)*$CA1960),0)))","v":{"$error":"#VALUE!"}},1.5,1.08,1.08,1.08,3061,{"$f":"IF($B1946>$F1946,0,IF($C1946>$G1946,0,ROUND(((($F1946-$B1946)/100)*(IF('DBH-Upgrade'!$K$6='DBH-Upgrade'!$K$8,$BZ1960,($BE1946/(($F1946-18)/100))))*$CH1960)+((($B1946-18)/100)*$CA1960*$CE1960*$CG1960),0)))","v":{"$error":"#VALUE!"}},{"$f":"IF($B1946>$F1946,0,IF($C1946>$G1946,0,ROUND(((($F1946-$B1946)/100)*(IF('DBH-Upgrade'!$K$6='DBH-Upgrade'!$K$8,$BZ1960,($BE1946/(($F1946-18)/100))))*$CH1960)+((($B1946-18)/100)*$CA1960*$CD1960*$CG1960),0)))","v":{"$error":"#VALUE!"}},{"$f":"IF($B1946>$F1946,0,IF($C1946>$G1946,0,ROUND(((($F1946-$B1946)/100)*(IF('DBH-Upgrade'!$K$6='DBH-Upgrade'!$K$8,$BZ1960,($BE1946/(($F1946-18)/100))))*$CH1960)+((($B1946-18)/100)*$CA1960*$CG1960),0)))","v":{"$error":"#VALUE!"}},263,{"$error":"#VALUE!"},{"$error":"#VALUE!"},{"$error":"#VALUE!"},0.30876791975949708,{"$error":"#VALUE!"},{"$error":"#VALUE!"},{"$error":"#VALUE!"},1.2760000000000001E-4,1.7219,2,3.76611E-4,{"$f":"IF($B1946>$F1946,0,IF($C1946>$G1946,0,ROUND((((($F1946-$B1946)/100)*IF('DBH-Upgrade'!$K$6='DBH-Upgrade'!$K$8,$CC1960,($BF1946/(($F1946-18)/100))))+((($B1946-18)/100)*$CB1960))*IF($E1946>50,IF($G1946=11,(1-(($E1946-50)*0.005)),IF($G1946=16,(1-(($E1946-50)*0.005)),IF($G1946=21,(1-(($E1946-50)*0.005)),1))),1)*$CE1960,0)))","v":{"$error":"#VALUE!"}},{"$f":"IF($B1946>$F1946,0,IF($C1946>$G1946,0,ROUND((((($F1946-$B1946)/100)*IF('DBH-Upgrade'!$K$6='DBH-Upgrade'!$K$8,$CC1960,($BF1946/(($F1946-18)/100))))+((($B1946-18)/100)*$CB1960))*IF($E1946>50,IF($G1946=11,(1-(($E1946-50)*0.005)),IF($G1946=16,(1-(($E1946-50)*0.005)),IF($G1946=21,(1-(($E1946-50)*0.005)),1))),1)*$CD1960,0)))","v":{"$error":"#VALUE!"}},{"$f":"IF($B1946>$F1946,0,IF($C1946>$G1946,0,ROUND((((($F1946-$B1946)/100)*IF('DBH-Upgrade'!$K$6='DBH-Upgrade'!$K$8,$CC1960,($BF1946/(($F1946-18)/100))))+((($B1946-18)/100)*$CB1960))*IF($E1946>50,IF($G1946=11,(1-(($E1946-50)*0.005)),IF($G1946=16,(1-(($E1946-50)*0.005)),IF($G1946=21,(1-(($E1946-50)*0.005)),1))),1),0)))","v":{"$error":"#VALUE!"}},0.95,0.95,0.95,172,187,238,74,80,102,2.6234937862833121E-2,3.0510717451198245E-2,4.8867270645491574E-2,2.1,5.5,5.9,7.9,null,3826,null,0.8,null,null,0,13.2,15.1,21.85,null,1,1,1,172,187,238,null,0,0,0,1,{"$error":"#VALUE!"},3301,508,{"$error":"#VALUE!"},0.71879122259285499,0.67122872584611504,null,1,1,0.99999999999999978,0.99999999999999978,null,0]
["2652001510",{"$f":"'DBH-Upgrade'!$K$8-$CL1956","v":70},10,2,65,200,15,16.5,0,26,30,46.5,2744,{"$f":"IF($B1956>$F1956,0,IF($C1956>$G1956,0,ROUND((((($F1956-$B1956)/100)*IF('DBH-Upgrade'!$K$6='DBH-Upgrade'!$K$8,$BZ1970,($BE1956/(($F1956-18)/100))))+((($B1956-18)/100)*$CA1970))*$CE1970,0)))","v":{"$error":"#VALUE!"}},{"$f":"IF($B1956>$F1956,0,IF($C1956>$G1956,0,ROUND((((($F1956-$B1956)/100)*IF('DBH-Upgrade'!$K$6='DBH-Upgrade'!$K$8,$BZ1970,($BE1956/(($F1956-18)/100))))+((($B1956-18)/100)*$CA1970))*$CD1970,0)))","v":{"$error":"#VALUE!"}},{"$f":"IF($B1956>$F1956,0,IF($C1956>$G1956,0,ROUND(((($F1956-$B1956)/100)*IF('DBH-Upgrade'!$K$6='DBH-Upgrade'!$K$8,$BZ1970,($BE1956/(($F1956-18)/100))))+((($B1956-18)/100)*$CA1970),0)))","v":{"$error":"#VALUE!"}},1.5,1.08,1.08,1.08,2744,{"$f":"IF($B1956>$F1956,0,IF($C1956>$G1956,0,ROUND(((($F1956-$B1956)/100)*(IF('DBH-Upgrade'!$K$6='DBH-Upgrade'!$K$8,$BZ1970,($BE1956/(($F1956-18)/100))))*$CH1970)+((($B1956-18)/100)*$CA1970*$CE1970*$CG1970),0)))","v":{"$error":"#VALUE!"}},{"$f":"IF($B1956>$F1956,0,IF($C1956>$G1956,0,ROUND(((($F1956-$B1956)/100)*(IF('DBH-Upgrade'!$K$6='DBH-Upgrade'!$K$8,$BZ1970,($BE1956/(($F1956-18)/100))))*$CH1970)+((($B1956-18)/100)*$CA1970*$CD1970*$CG1970),0)))","v":{"$error":"#VALUE!"}},{"$f":"IF($B1956>$F1956,0,IF($C1956>$G1956,0,ROUND(((($F1956-$B1956)/100)*(IF('DBH-Upgrade'!$K$6='DBH-Upgrade'!$K$8,$BZ1970,($BE1956/(($F1956-18)/100))))*$CH1970)+((($B1956-18)/100)*$CA1970*$CG1970),0)))","v":{"$error":"#VALUE!"}},236,{"$error":"#VALUE!"},{"$error":"#VALUE!"},{"$error":"#VALUE!"},0.34549237738255839,{"$error":"#VALUE!"},{"$error":"#VALUE!"},{"$error":"#VALUE!"},2.0829999999999999E-4,1.724,2,4.6182900000000003E-4,{"$f":"IF($B1956>$F1956,0,IF($C1956>$G1956,0,ROUND((((($F1956-$B1956)/100)*IF('DBH-Upgrade'!$K$6='DBH-Upgrade'!$K$8,$CC1970,($BF1956/(($F1956-18)/100))))+((($B1956-18)/100)*$CB1970))*IF($E1956>50,IF($G1956=11,(1-(($E1956-50)*0.005)),IF($G1956=16,(1-(($E1956-50)*0.005)),IF($G1956=21,(1-(($E1956-50)*0.005)),1))),1)*$CE1970,0)))","v":{"$error":"#VALUE!"}},{"$f":"IF($B1956>$F1956,0,IF($C1956>$G1956,0,ROUND((((($F1956-$B1956)/100)*IF('DBH-Upgrade'!$K$6='DBH-Upgrade'!$K$8,$CC1970,($BF1956/(($F1956-18)/100))))+((($B1956-18)/100)*$CB1970))*IF($E1956>50,IF($G1956=11,(1-(($E1956-50)*0.005)),IF($G1956=16,(1-(($E1956-50)*0.005)),IF($G1956=21,(1-(($E1956-50)*0.005)),1))),1)*$CD1970,0)))","v":{"$error":"#VALUE!"}},{"$f":"IF($B1956>$F1956,0,IF($C1956>$G1956,0,ROUND((((($F1956-$B1956)/100)*IF('DBH-Upgrade'!$K$6='DBH-Upgrade'!$K$8,$CC1970,($BF1956/(($F1956-18)/100))))+((($B1956-18)/100)*$CB1970))*IF($E1956>50,IF($G1956=11,(1-(($E1956-50)*0.005)),IF($G1956=16,(1-(($E1956-50)*0.005)),IF($G1956=21,(1-(($E1956-50)*0.005)),1))),1),0)))","v":{"$error":"#VALUE!"}},1.01,1.01,1.01,174,183,264,75,79,114,3.8404124756760943E-2,4.2405287612005509E-2,8.5464619674595912E-2,2,5.5,5.9,7.9,null,3430,null,0.8,null,null,0,13.2,15.1,21.85,null,1,1,1,174,183,264,null,0,0,0,1,1127,2539,352,62,0.78402243332267385,0.72223627558039949,null,1,1,0.99999999999999978,0.99999999999999978,null,0]
["2652001610",{"$f":"'DBH-Upgrade'!$K$8-$CL1957","v":70},10,2,65,200,16,16.5,0,26,30,46.5,3028.7200000000003,{"$f":"IF($B1957>$F1957,0,IF($C1957>$G1957,0,ROUND((((($F1957-$B1957)/100)*IF('DBH-Upgrade'!$K$6='DBH-Upgrade'!$K$8,$BZ1971,($BE1957/(($F1957-18)/100))))+((($B1957-18)/100)*$CA1971))*$CE1971,0)))","v":{"$error":"#VALUE!"}},{"$f":"IF($B1957>$F1957,0,IF($C1957>$G1957,0,ROUND((((($F1957-$B1957)/100)*IF('DBH-Upgrade'!$K$6='DBH-Upgrade'!$K$8,$BZ1971,($BE1957/(($F1957-18)/100))))+((($B1957-18)/100)*$CA1971))*$CD1971,0)))","v":{"$error":"#VALUE!"}},{"$f":"IF($B1957>$F1957,0,IF($C1957>$G1957,0,ROUND(((($F1957-$B1957)/100)*IF('DBH-Upgrade'!$K$6='DBH-Upgrade'!$K$8,$BZ1971,($BE1957/(($F1957-18)/100))))+((($B1957-18)/100)*$CA1971),0)))","v":{"$error":"#VALUE!"}},1.5,1.1000000000000001,1.1000000000000001,1.1000000000000001,3029,{"$f":"IF($B1957>$F1957,0,IF($C1957>$G1957,0,ROUND(((($F1957-$B1957)/100)*(IF('DBH-Upgrade'!$K$6='DBH-Upgrade'!$K$8,$BZ1971,($BE1957/(($F1957-18)/100))))*$CH1971)+((($B1957-18)/100)*$CA1971*$CE1971*$CG1971),0)))","v":{"$error":"#VALUE!"}},{"$f":"IF($B1957>$F1957,0,IF($C1957>$G1957,0,ROUND(((($F1957-$B1957)/100)*(IF('DBH-Upgrade'!$K$6='DBH-Upgrade'!$K$8,$BZ1971,($BE1957/(($F1957-18)/100))))*$CH1971)+((($B1957-18)/100)*$CA1971*$CD1971*$CG1971),0)))","v":{"$error":"#VALUE!"}},{"$f":"IF($B1957>$F1957,0,IF($C1957>$G1957,0,ROUND(((($F1957-$B1957)/100)*(IF('DBH-Upgrade'!$K$6='DBH-Upgrade'!$K$8,$BZ1971,($BE1957/(($F1957-18)/100))))*$CH1971)+((($B1957-18)/100)*$CA1971*$CG1971),0)))","v":{"$error":"#VALUE!"}},260,{"$error":"#VALUE!"},{"$error":"#VALUE!"},{"$error":"#VALUE!"},1.1434833738244299,{"$error":"#VALUE!"},{"$error":"#VALUE!"},{"$error":"#VALUE!"},2.0829999999999999E-4,1.724,4,1.392796E-3,{"$f":"IF($B1957>$F1957,0,IF($C1957>$G1957,0,ROUND((((($F1957-$B1957)/100)*IF('DBH-Upgrade'!$K$6='DBH-Upgrade'!$K$8,$CC1971,($BF1957/(($F1957-18)/100))))+((($B1957-18)/100)*$CB1971))*IF($E1957>50,IF($G1957=11,(1-(($E1957-50)*0.005)),IF($G1957=16,(1-(($E1957-50)*0.005)),IF($G1957=21,(1-(($E1957-50)*0.005)),1))),1)*$CE1971,0)))","v":{"$error":"#VALUE!"}},{"$f":"IF($B1957>$F1957,0,IF($C1957>$G1957,0,ROUND((((($F1957-$B1957)/100)*IF('DBH-Upgrade'!$K$6='DBH-Upgrade'!$K$8,$CC1971,($BF1957/(($F1957-18)/100))))+((($B1957-18)/100)*$CB1971))*IF($E1957>50,IF($G1957=11,(1-(($E1957-50)*0.005)),IF($G1957=16,(1-(($E1957-50)*0.005)),IF($G1957=21,(1-(($E1957-50)*0.005)),1))),1)*$CD1971,0)))","v":{"$error":"#VALUE!"}},{"$f":"IF($B1957>$F1957,0,IF($C1957>$G1957,0,ROUND((((($F1957-$B1957)/100)*IF('DBH-Upgrade'!$K$6='DBH-Upgrade'!$K$8,$CC1971,($BF1957/(($F1957-18)/100))))+((($B1957-18)/100)*$CB1971))*IF($E1957>50,IF($G1957=11,(1-(($E1957-50)*0.005)),IF($G1957=16,(1-(($E1957-50)*0.005)),IF($G1957=21,(1-(($E1957-50)*0.005)),1))),1),0)))","v":{"$error":"#VALUE!"}},0.95,0.95,0.95,285,301,434,123,129,187,0.26725226571780064,0.29308894518268069,0.60239176225562219,4,5.5,5.9,7.9,null,4454,null,0.68,null,null,0,13.2,15.1,21.85,null,1,1,1,285,301,434,null,0,0,0,1,2263,3445,577,50,0.78402243332267385,0.72223627558039949,null,1,1,0.99999999999999978,0.99999999999999978,null,0]
["2652401110",{"$f":"'DBH-Upgrade'!$K$8-$CL1967","v":70},10,2,65,240,11,11.5,0,26,30,47.2,2420.1200000000003,{"$f":"IF($B1967>$F1967,0,IF($C1967>$G1967,0,ROUND((((($F1967-$B1967)/100)*IF('DBH-Upgrade'!$K$6='DBH-Upgrade'!$K$8,$BZ1981,($BE1967/(($F1967-18)/100))))+((($B1967-18)/100)*$CA1981))*$CE1981,0)))","v":3862},{"$f":"IF($B1967>$F1967,0,IF($C1967>$G1967,0,ROUND((((($F1967-$B1967)/100)*IF('DBH-Upgrade'!$K$6='DBH-Upgrade'!$K$8,$BZ1981,($BE1967/(($F1967-18)/100))))+((($B1967-18)/100)*$CA1981))*$CD1981,0)))","v":4230},{"$f":"IF($B1967>$F1967,0,IF($C1967>$G1967,0,ROUND(((($F1967-$B1967)/100)*IF('DBH-Upgrade'!$K$6='DBH-Upgrade'!$K$8,$BZ1981,($BE1967/(($F1967-18)/100))))+((($B1967-18)/100)*$CA1981),0)))","v":5639},1.5,1.1000000000000001,1.1000000000000001,1.1000000000000001,2420,{"$f":"IF($B1967>$F1967,0,IF($C1967>$G1967,0,ROUND(((($F1967-$B1967)/100)*(IF('DBH-Upgrade'!$K$6='DBH-Upgrade'!$K$8,$BZ1981,($BE1967/(($F1967-18)/100))))*$CH1981)+((($B1967-18)/100)*$CA1981*$CE1981*$CG1981),0)))","v":5074},{"$f":"IF($B1967>$F1967,0,IF($C1967>$G1967,0,ROUND(((($F1967-$B1967)/100)*(IF('DBH-Upgrade'!$K$6='DBH-Upgrade'!$K$8,$BZ1981,($BE1967/(($F1967-18)/100))))*$CH1981)+((($B1967-18)/100)*$CA1981*$CD1981*$CG1981),0)))","v":5191},{"$f":"IF($B1967>$F1967,0,IF($C1967>$G1967,0,ROUND(((($F1967-$B1967)/100)*(IF('DBH-Upgrade'!$K$6='DBH-Upgrade'!$K$8,$BZ1981,($BE1967/(($F1967-18)/100))))*$CH1981)+((($B1967-18)/100)*$CA1981*$CG1981),0)))","v":5639},208,436,446,485,0.61180535044906692,2.3995824782166419,2.5025684362249656,2.9233870608793171,3.969E-4,1.7345999999999999,4,5.7428799999999995E-4,{"$f":"IF($B1967>$F1967,0,IF($C1967>$G1967,0,ROUND((((($F1967-$B1967)/100)*IF('DBH-Upgrade'!$K$6='DBH-Upgrade'!$K$8,$CC1981,($BF1967/(($F1967-18)/100))))+((($B1967-18)/100)*$CB1981))*IF($E1967>50,IF($G1967=11,(1-(($E1967-50)*0.005)),IF($G1967=16,(1-(($E1967-50)*0.005)),IF($G1967=21,(1-(($E1967-50)*0.005)),1))),1)*$CE1981,0)))","v":244},{"$f":"IF($B1967>$F1967,0,IF($C1967>$G1967,0,ROUND((((($F1967-$B1967)/100)*IF('DBH-Upgrade'!$K$6='DBH-Upgrade'!$K$8,$CC1981,($BF1967/(($F1967-18)/100))))+((($B1967-18)/100)*$CB1981))*IF($E1967>50,IF($G1967=11,(1-(($E1967-50)*0.005)),IF($G1967=16,(1-(($E1967-50)*0.005)),IF($G1967=21,(1-(($E1967-50)*0.005)),1))),1)*$CD1981,0)))","v":267},{"$f":"IF($B1967>$F1967,0,IF($C1967>$G1967,0,ROUND((((($F1967-$B1967)/100)*IF('DBH-Upgrade'!$K$6='DBH-Upgrade'!$K$8,$CC1981,($BF1967/(($F1967-18)/100))))+((($B1967-18)/100)*$CB1981))*IF($E1967>50,IF($G1967=11,(1-(($E1967-50)*0.005)),IF($G1967=16,(1-(($E1967-50)*0.005)),IF($G1967=21,(1-(($E1967-50)*0.005)),1))),1),0)))","v":356},0.95,0.95,0.95,205,225,300,88,97,129,0.12641688489902922,0.15102955838224877,0.25447411182383911,3.2,5.5,5.9,7.9,null,3559,null,0.68,null,null,0,13.2,15.1,21.85,null,1,1,1,205,225,300,null,0,0,0,1,{"$error":"#VALUE!"},5340,750,{"$error":"#VALUE!"},0.70153112340864476,0.65706930534609798,null,1,1,0.99999999999999978,0.99999999999999978,null,0]
["2652602010",{"$f":"'DBH-Upgrade'!$K$8-$CL1976","v":50},10,2,65,260,20,21.5,0,26,30,47.8,4973.6000000000004,{"$f":"IF($B1976>$F1976,0,IF($C1976>$G1976,0,ROUND((((($F1976-$B1976)/100)*IF('DBH-Upgrade'!$K$6='DBH-Upgrade'!$K$8,$BZ1990,($BE1976/(($F1976-18)/100))))+((($B1976-18)/100)*$CA1990))*$CE1990,0)))","v":{"$error":"#VALUE!"}},{"$f":"IF($B1976>$F1976,0,IF($C1976>$G1976,0,ROUND((((($F1976-$B1976)/100)*IF('DBH-Upgrade'!$K$6='DBH-Upgrade'!$K$8,$BZ1990,($BE1976/(($F1976-18)/100))))+((($B1976-18)/100)*$CA1990))*$CD1990,0)))","v":{"$error":"#VALUE!"}},{"$f":"IF($B1976>$F1976,0,IF($C1976>$G1976,0,ROUND(((($F1976-$B1976)/100)*IF('DBH-Upgrade'!$K$6='DBH-Upgrade'!$K$8,$BZ1990,($BE1976/(($F1976-18)/100))))+((($B1976-18)/100)*$CA1990),0)))","v":{"$error":"#VALUE!"}},1.5,1.08,1.08,1.08,4974,{"$f":"IF($B1976>$F1976,0,IF($C1976>$G1976,0,ROUND(((($F1976-$B1976)/100)*(IF('DBH-Upgrade'!$K$6='DBH-Upgrade'!$K$8,$BZ1990,($BE1976/(($F1976-18)/100))))*$CH1990)+((($B1976-18)/100)*$CA1990*$CE1990*$CG1990),0)))","v":{"$error":"#VALUE!"}},{"$f":"IF($B1976>$F1976,0,IF($C1976>$G1976,0,ROUND(((($F1976-$B1976)/100)*(IF('DBH-Upgrade'!$K$6='DBH-Upgrade'!$K$8,$BZ1990,($BE1976/(($F1976-18)/100))))*$CH1990)+((($B1976-18)/100)*$CA1990*$CD1990*$CG1990),0)))","v":{"$error":"#VALUE!"}},{"$f":"IF($B1976>$F1976,0,IF($C1976>$G1976,0,ROUND(((($F1976-$B1976)/100)*(IF('DBH-Upgrade'!$K$6='DBH-Upgrade'!$K$8,$BZ1990,($BE1976/(($F1976-18)/100))))*$CH1990)+((($B1976-18)/100)*$CA1990*$CG1990),0)))","v":{"$error":"#VALUE!"}},428,{"$error":"#VALUE!"},{"$error":"#VALUE!"},{"$error":"#VALUE!"},0.88474314985734626,{"$error":"#VALUE!"},{"$error":"#VALUE!"},{"$error":"#VALUE!"},1.2760000000000001E-4,1.7219,2,3.76611E-4,{"$f":"IF($B1976>$F1976,0,IF($C1976>$G1976,0,ROUND((((($F1976-$B1976)/100)*IF('DBH-Upgrade'!$K$6='DBH-Upgrade'!$K$8,$CC1990,($BF1976/(($F1976-18)/100))))+((($B1976-18)/100)*$CB1990))*IF($E1976>50,IF($G1976=11,(1-(($E1976-50)*0.005)),IF($G1976=16,(1-(($E1976-50)*0.005)),IF($G1976=21,(1-(($E1976-50)*0.005)),1))),1)*$CE1990,0)))","v":{"$error":"#VALUE!"}},{"$f":"IF($B1976>$F1976,0,IF($C1976>$G1976,0,ROUND((((($F1976-$B1976)/100)*IF('DBH-Upgrade'!$K$6='DBH-Upgrade'!$K$8,$CC1990,($BF1976/(($F1976-18)/100))))+((($B1976-18)/100)*$CB1990))*IF($E1976>50,IF($G1976=11,(1-(($E1976-50)*0.005)),IF($G1976=16,(1-(($E1976-50)*0.005)),IF($G1976=21,(1-(($E1976-50)*0.005)),1))),1)*$CD1990,0)))","v":{"$error":"#VALUE!"}},{"$f":"IF($B1976>$F1976,0,IF($C1976>$G1976,0,ROUND((((($F1976-$B1976)/100)*IF('DBH-Upgrade'!$K$6='DBH-Upgrade'!$K$8,$CC1990,($BF1976/(($F1976-18)/100))))+((($B1976-18)/100)*$CB1990))*IF($E1976>50,IF($G1976=11,(1-(($E1976-50)*0.005)),IF($G1976=16,(1-(($E1976-50)*0.005)),IF($G1976=21,(1-(($E1976-50)*0.005)),1))),1),0)))","v":{"$error":"#VALUE!"}},0.95,0.95,0.95,100,110,147,43,47,63,1.0814556477463601E-2,1.2803672568722465E-2,2.23510220613168E-2,3.5,5.5,5.9,7.9,null,6217,null,0.8,null,null,0,13.2,15.1,21.85,null,1,1,1,100,110,147,null,0,0,0,1,{"$error":"#VALUE!"},3301,508,{"$error":"#VALUE!"},0.68521071868549555,0.65780685179925613,null,1,1,0.99999999999999978,0.99999999999999978,null,20]
["2652801610",{"$f":"'DBH-Upgrade'!$K$8-$CL1981","v":70},10,2,65,280,16,16.5,0,26,30,47.8,4240.4800000000005,{"$f":"IF($B1981>$F1981,0,IF($C1981>$G1981,0,ROUND((((($F1981-$B1981)/100)*IF('DBH-Upgrade'!$K$6='DBH-Upgrade'!$K$8,$BZ1995,($BE1981/(($F1981-18)/100))))+((($B1981-18)/100)*$CA1995))*$CE1995,0)))","v":{"$error":"#VALUE!"}},{"$f":"IF($B1981>$F1981,0,IF($C1981>$G1981,0,ROUND((((($F1981-$B1981)/100)*IF('DBH-Upgrade'!$K$6='DBH-Upgrade'!$K$8,$BZ1995,($BE1981/(($F1981-18)/100))))+((($B1981-18)/100)*$CA1995))*$CD1995,0)))","v":{"$error":"#VALUE!"}},{"$f":"IF($B1981>$F1981,0,IF($C1981>$G1981,0,ROUND(((($F1981-$B1981)/100)*IF('DBH-Upgrade'!$K$6='DBH-Upgrade'!$K$8,$BZ1995,($BE1981/(($F1981-18)/100))))+((($B1981-18)/100)*$CA1995),0)))","v":{"$error":"#VALUE!"}},1.5,1.1000000000000001,1.1000000000000001,1.1000000000000001,4240,{"$f":"IF($B1981>$F1981,0,IF($C1981>$G1981,0,ROUND(((($F1981-$B1981)/100)*(IF('DBH-Upgrade'!$K$6='DBH-Upgrade'!$K$8,$BZ1995,($BE1981/(($F1981-18)/100))))*$CH1995)+((($B1981-18)/100)*$CA1995*$CE1995*$CG1995),0)))","v":{"$error":"#VALUE!"}},{"$f":"IF($B1981>$F1981,0,IF($C1981>$G1981,0,ROUND(((($F1981-$B1981)/100)*(IF('DBH-Upgrade'!$K$6='DBH-Upgrade'!$K$8,$BZ1995,($BE1981/(($F1981-18)/100))))*$CH1995)+((($B1981-18)/100)*$CA1995*$CD1995*$CG1995),0)))","v":{"$error":"#VALUE!"}},{"$f":"IF($B1981>$F1981,0,IF($C1981>$G1981,0,ROUND(((($F1981-$B1981)/100)*(IF('DBH-Upgrade'!$K$6='DBH-Upgrade'!$K$8,$BZ1995,($BE1981/(($F1981-18)/100))))*$CH1995)+((($B1981-18)/100)*$CA1995*$CG1995),0)))","v":{"$error":"#VALUE!"}},365,{"$error":"#VALUE!"},{"$error":"#VALUE!"},{"$error":"#VALUE!"},2.3854587167962675,{"$error":"#VALUE!"},{"$error":"#VALUE!"},{"$error":"#VALUE!"},2.0829999999999999E-4,1.724,4,1.392796E-3,{"$f":"IF($B1981>$F1981,0,IF($C1981>$G1981,0,ROUND((((($F1981-$B1981)/100)*IF('DBH-Upgrade'!$K$6='DBH-Upgrade'!$K$8,$CC1995,($BF1981/(($F1981-18)/100))))+((($B1981-18)/100)*$CB1995))*IF($E1981>50,IF($G1981=11,(1-(($E1981-50)*0.005)),IF($G1981=16,(1-(($E1981-50)*0.005)),IF($G1981=21,(1-(($E1981-50)*0.005)),1))),1)*$CE1995,0)))","v":{"$error":"#VALUE!"}},{"$f":"IF($B1981>$F1981,0,IF($C1981>$G1981,0,ROUND((((($F1981-$B1981)/100)*IF('DBH-Upgrade'!$K$6='DBH-Upgrade'!$K$8,$CC1995,($BF1981/(($F1981-18)/100))))+((($B1981-18)/100)*$CB1995))*IF($E1981>50,IF($G1981=11,(1-(($E1981-50)*0.005)),IF($G1981=16,(1-(($E1981-50)*0.005)),IF($G1981=21,(1-(($E1981-50)*0.005)),1))),1)*$CD1995,0)))","v":{"$error":"#VALUE!"}},{"$f":"IF($B1981>$F1981,0,IF($C1981>$G1981,0,ROUND((((($F1981-$B1981)/100)*IF('DBH-Upgrade'!$K$6='DBH-Upgrade'!$K$8,$CC1995,($BF1981/(($F1981-18)/100))))+((($B1981-18)/100)*$CB1995))*IF($E1981>50,IF($G1981=11,(1-(($E1981-50)*0.005)),IF($G1981=16,(1-(($E1981-50)*0.005)),IF($G1981=21,(1-(($E1981-50)*0.005)),1))),1),0)))","v":{"$error":"#VALUE!"}},0.95,0.95,0.95,285,292,434,123,126,187,0.29343781787926643,0.30732167845436031,0.65630808366959714,5.6,5.5,5.9,7.9,null,6236,null,0.68,null,null,0,13.2,15.1,21.85,null,1,1,1,285,292,434,null,0,0,0,1,2263,3445,577,50,0.75027509009945204,0.68488673514658593,null,1,1,0.99999999999999978,0.99999999999999978,null,0]
["295602110",{"$f":"'DBH-Upgrade'!$K$8-$CL1989","v":70},10,2,95,60,21,21.5,0,26,30,40,1832,{"$f":"IF($B1989>$F1989,0,IF($C1989>$G1989,0,ROUND((((($F1989-$B1989)/100)*IF('DBH-Upgrade'!$K$6='DBH-Upgrade'!$K$8,$BZ2003,($BE1989/(($F1989-18)/100))))+((($B1989-18)/100)*$CA2003))*$CE2003,0)))","v":0},{"$f":"IF($B1989>$F1989,0,IF($C1989>$G1989,0,ROUND((((($F1989-$B1989)/100)*IF('DBH-Upgrade'!$K$6='DBH-Upgrade'!$K$8,$BZ2003,($BE1989/(($F1989-18)/100))))+((($B1989-18)/100)*$CA2003))*$CD2003,0)))","v":0},{"$f":"IF($B1989>$F1989,0,IF($C1989>$G1989,0,ROUND(((($F1989-$B1989)/100)*IF('DBH-Upgrade'!$K$6='DBH-Upgrade'!$K$8,$BZ2003,($BE1989/(($F1989-18)/100))))+((($B1989-18)/100)*$CA2003),0)))","v":0},1.5,1.05,1.05,1.05,1832,{"$f":"IF($B1989>$F1989,0,IF($C1989>$G1989,0,ROUND(((($F1989-$B1989)/100)*(IF('DBH-Upgrade'!$K$6='DBH-Upgrade'!$K$8,$BZ2003,($BE1989/(($F1989-18)/100))))*$CH2003)+((($B1989-18)/100)*$CA2003*$CE2003*$CG2003),0)))","v":0},{"$f":"IF($B1989>$F1989,0,IF($C1989>$G1989,0,ROUND(((($F1989-$B1989)/100)*(IF('DBH-Upgrade'!$K$6='DBH-Upgrade'!$K$8,$BZ2003,($BE1989/(($F1989-18)/100))))*$CH2003)+((($B1989-18)/100)*$CA2003*$CD2003*$CG2003),0)))","v":0},{"$f":"IF($B1989>$F1989,0,IF($C1989>$G1989,0,ROUND(((($F1989-$B1989)/100)*(IF('DBH-Upgrade'!$K$6='DBH-Upgrade'!$K$8,$BZ2003,($BE1989/(($F1989-18)/100))))*$CH2003)+((($B1989-18)/100)*$CA2003*$CG2003),0)))","v":0},158,0,0,0,0.139728415638951,0,0,0,1.2760000000000001E-4,1.7219,4,5.1420100000000005E-4,{"$f":"IF($B1989>$F1989,0,IF($C1989>$G1989,0,ROUND((((($F1989-$B1989)/100)*IF('DBH-Upgrade'!$K$6='DBH-Upgrade'!$K$8,$CC2003,($BF1989/(($F1989-18)/100))))+((($B1989-18)/100)*$CB2003))*IF($E1989>50,IF($G1989=11,(1-(($E1989-50)*0.005)),IF($G1989=16,(1-(($E1989-50)*0.005)),IF($G1989=21,(1-(($E1989-50)*0.005)),1))),1)*$CE2003,0)))","v":0},{"$f":"IF($B1989>$F1989,0,IF($C1989>$G1989,0,ROUND((((($F1989-$B1989)/100)*IF('DBH-Upgrade'!$K$6='DBH-Upgrade'!$K$8,$CC2003,($BF1989/(($F1989-18)/100))))+((($B1989-18)/100)*$CB2003))*IF($E1989>50,IF($G1989=11,(1-(($E1989-50)*0.005)),IF($G1989=16,(1-(($E1989-50)*0.005)),IF($G1989=21,(1-(($E1989-50)*0.005)),1))),1)*$CD2003,0)))","v":0},{"$f":"IF($B1989>$F1989,0,IF($C1989>$G1989,0,ROUND((((($F1989-$B1989)/100)*IF('DBH-Upgrade'!$K$6='DBH-Upgrade'!$K$8,$CC2003,($BF1989/(($F1989-18)/100))))+((($B1989-18)/100)*$CB2003))*IF($E1989>50,IF($G1989=11,(1-(($E1989-50)*0.005)),IF($G1989=16,(1-(($E1989-50)*0.005)),IF($G1989=21,(1-(($E1989-50)*0.005)),1))),1),0)))","v":0},0.85,0.85,0.85,0,0,0,0,0,0,0,0,0,1.6,"DBH-unit is too long!","DBH-unit is too long!","DBH-unit is too long!",null,2290,null,0.8,null,null,0,"DBH-unit is too long!","DBH-unit is too long!","DBH-unit is too long!",null,1,1,1,0,0,0,null,0,0,0,1,{"$error":"#VALUE!"},4479,834,{"$error":"#VALUE!"},0.68190449384530405,0.65796861393376183,null,1,1,0.99999999999999978,0.99999999999999978,null,0]
["295701510",{"$f":"'DBH-Upgrade'!$K$8-$CL1992","v":60},10,2,95,70,15,16.5,0,26,30,41,1128.8,{"$f":"IF($B1992>$F1992,0,IF($C1992>$G1992,0,ROUND((((($F1992-$B1992)/100)*IF('DBH-Upgrade'!$K$6='DBH-Upgrade'!$K$8,$BZ2006,($BE1992/(($F1992-18)/100))))+((($B1992-18)/100)*$CA2006))*$CE2006,0)))","v":{"$error":"#VALUE!"}},{"$f":"IF($B1992>$F1992,0,IF($C1992>$G1992,0,ROUND((((($F1992-$B1992)/100)*IF('DBH-Upgrade'!$K$6='DBH-Upgrade'!$K$8,$BZ2006,($BE1992/(($F1992-18)/100))))+((($B1992-18)/100)*$CA2006))*$CD2006,0)))","v":{"$error":"#VALUE!"}},{"$f":"IF($B1992>$F1992,0,IF($C1992>$G1992,0,ROUND(((($F1992-$B1992)/100)*IF('DBH-Upgrade'!$K$6='DBH-Upgrade'!$K$8,$BZ2006,($BE1992/(($F1992-18)/100))))+((($B1992-18)/100)*$CA2006),0)))","v":{"$error":"#VALUE!"}},1.5,1.08,1.08,1.08,1129,{"$f":"IF($B1992>$F1992,0,IF($C1992>$G1992,0,ROUND(((($F1992-$B1992)/100)*(IF('DBH-Upgrade'!$K$6='DBH-Upgrade'!$K$8,$BZ2006,($BE1992/(($F1992-18)/100))))*$CH2006)+((($B1992-18)/100)*$CA2006*$CE2006*$CG2006),0)))","v":{"$error":"#VALUE!"}},{"$f":"IF($B1992>$F1992,0,IF($C1992>$G1992,0,ROUND(((($F1992-$B1992)/100)*(IF('DBH-Upgrade'!$K$6='DBH-Upgrade'!$K$8,$BZ2006,($BE1992/(($F1992-18)/100))))*$CH2006)+((($B1992-18)/100)*$CA2006*$CD2006*$CG2006),0)))","v":{"$error":"#VALUE!"}},{"$f":"IF($B1992>$F1992,0,IF($C1992>$G1992,0,ROUND(((($F1992-$B1992)/100)*(IF('DBH-Upgrade'!$K$6='DBH-Upgrade'!$K$8,$BZ2006,($BE1992/(($F1992-18)/100))))*$CH2006)+((($B1992-18)/100)*$CA2006*$CG2006),0)))","v":{"$error":"#VALUE!"}},97,{"$error":"#VALUE!"},{"$error":"#VALUE!"},{"$error":"#VALUE!"},4.8626892187548093E-2,{"$error":"#VALUE!"},{"$error":"#VALUE!"},{"$error":"#VALUE!"},2.0829999999999999E-4,1.724,2,4.6182900000000003E-4,{"$f":"IF($B1992>$F1992,0,IF($C1992>$G1992,0,ROUND((((($F1992-$B1992)/100)*IF('DBH-Upgrade'!$K$6='DBH-Upgrade'!$K$8,$CC2006,($BF1992/(($F1992-18)/100))))+((($B1992-18)/100)*$CB2006))*IF($E1992>50,IF($G1992=11,(1-(($E1992-50)*0.005)),IF($G1992=16,(1-(($E1992-50)*0.005)),IF($G1992=21,(1-(($E1992-50)*0.005)),1))),1)*$CE2006,0)))","v":{"$error":"#VALUE!"}},{"$f":"IF($B1992>$F1992,0,IF($C1992>$G1992,0,ROUND((((($F1992-$B1992)/100)*IF('DBH-Upgrade'!$K$6='DBH-Upgrade'!$K$8,$CC2006,($BF1992/(($F1992-18)/100))))+((($B1992-18)/100)*$CB2006))*IF($E1992>50,IF($G1992=11,(1-(($E1992-50)*0.005)),IF($G1992=16,(1-(($E1992-50)*0.005)),IF($G1992=21,(1-(($E1992-50)*0.005)),1))),1)*$CD2006,0)))","v":{"$error":"#VALUE!"}},{"$f":"IF($B1992>$F1992,0,IF($C1992>$G1992,0,ROUND((((($F1992-$B1992)/100)*IF('DBH-Upgrade'!$K$6='DBH-Upgrade'!$K$8,$CC2006,($BF1992/(($F1992-18)/100))))+((($B1992-18)/100)*$CB2006))*IF($E1992>50,IF($G1992=11,(1-(($E1992-50)*0.005)),IF($G1992=16,(1-(($E1992-50)*0.005)),IF($G1992=21,(1-(($E1992-50)*0.005)),1))),1),0)))","v":{"$error":"#VALUE!"}},1.01,1.01,1.01,150,161,213,65,69,92,2.2152309746863368E-2,2.4906816538626166E-2,4.3822991749213405E-2,0.7,5.5,5.9,7.9,null,1411,null,0.8,null,null,0,13.2,15.1,21.85,null,1,1,1,150,161,213,null,0,0,0,1,1127,{"$f":"ROUND(IF($C1978=10,IF($G1978=10,2539,IF($G1978=11,3445,IF($G1978=15,2539*1.3,IF($G1978=16,3445*1.3,IF($G1978=20,(2539*1.45),IF($G1978=21,(3445*1.55))))))),IF($C1978=15,IF($G1978=10,0,IF($G1978=11,0,IF($G1978=15,3238,IF($G1978=16,4735,IF($G1978=20,4062,IF($G1978=21,6098)))))))),0)","v":2539},{"$f":"ROUND(IF($C1978=10,IF($G1978=10,352,IF($G1978=11,577,IF($G1978=15,442*1.15,IF($G1978=16,725*1.15,IF($G1978=20,(352*1.3),IF($G1978=21,(577*1.3))))))),IF($C1978=15,IF($G1978=10,0,IF($G1978=11,0,IF($G1978=15,442,IF($G1978=16,725,IF($G1978=20,502,IF($G1978=21,791)))))))),0)","v":352},62,0.75077946095441817,0.68,null,{"$f":"POWER((($S$1-$S$2)/LN(($S$1-$S$3)/($S$2-$S$3)))/((75-65)/LN((75-20)/(65-20))),R1978)","v":1},{"$f":"POWER((($S$1-$S$2)/LN(($S$1-$S$3)/($S$2-$S$3)))/((75-65)/LN((75-20)/(65-20))),Q1978)","v":1},{"$f":"POWER((($AT$1-$AT$2)/LN(($AT$1-$AT$3)/($AT$2-$AT$3)))/((16-18)/LN((16-27)/(18-27))),AP1978)","v":0.99999999999999978},{"$f":"POWER((($AT$1-$AT$2)/LN(($AT$1-$AT$3)/($AT$2-$AT$3)))/((16-18)/LN((16-27)/(18-27))),AP1978)","v":0.99999999999999978},null,10]
["295802110",{"$f":"'DBH-Upgrade'!$K$8-$CL2001","v":70},10,2,95,80,21,21.5,0,26,30,41.8,2442.4,{"$f":"IF($B2001>$F2001,0,IF($C2001>$G2001,0,ROUND((((($F2001-$B2001)/100)*IF('DBH-Upgrade'!$K$6='DBH-Upgrade'!$K$8,$BZ2015,($BE2001/(($F2001-18)/100))))+((($B2001-18)/100)*$CA2015))*$CE2015,0)))","v":{"$error":"#VALUE!"}},{"$f":"IF($B2001>$F2001,0,IF($C2001>$G2001,0,ROUND((((($F2001-$B2001)/100)*IF('DBH-Upgrade'!$K$6='DBH-Upgrade'!$K$8,$BZ2015,($BE2001/(($F2001-18)/100))))+((($B2001-18)/100)*$CA2015))*$CD2015,0)))","v":{"$error":"#VALUE!"}},{"$f":"IF($B2001>$F2001,0,IF($C2001>$G2001,0,ROUND(((($F2001-$B2001)/100)*IF('DBH-Upgrade'!$K$6='DBH-Upgrade'!$K$8,$BZ2015,($BE2001/(($F2001-18)/100))))+((($B2001-18)/100)*$CA2015),0)))","v":{"$error":"#VALUE!"}},1.5,1.05,1.05,1.05,2442,{"$f":"IF($B2001>$F2001,0,IF($C2001>$G2001,0,ROUND(((($F2001-$B2001)/100)*(IF('DBH-Upgrade'!$K$6='DBH-Upgrade'!$K$8,$BZ2015,($BE2001/(($F2001-18)/100))))*$CH2015)+((($B2001-18)/100)*$CA2015*$CE2015*$CG2015),0)))","v":{"$error":"#VALUE!"}},{"$f":"IF($B2001>$F2001,0,IF($C2001>$G2001,0,ROUND(((($F2001-$B2001)/100)*(IF('DBH-Upgrade'!$K$6='DBH-Upgrade'!$K$8,$BZ2015,($BE2001/(($F2001-18)/100))))*$CH2015)+((($B2001-18)/100)*$CA2015*$CD2015*$CG2015),0)))","v":{"$error":"#VALUE!"}},{"$f":"IF($B2001>$F2001,0,IF($C2001>$G2001,0,ROUND(((($F2001-$B2001)/100)*(IF('DBH-Upgrade'!$K$6='DBH-Upgrade'!$K$8,$BZ2015,($BE2001/(($F2001-18)/100))))*$CH2015)+((($B2001-18)/100)*$CA2015*$CG2015),0)))","v":{"$error":"#VALUE!"}},210,{"$error":"#VALUE!"},{"$error":"#VALUE!"},{"$error":"#VALUE!"},0.25493659285573073,{"$error":"#VALUE!"},{"$error":"#VALUE!"},{"$error":"#VALUE!"},1.2760000000000001E-4,1.7219,4,5.1420100000000005E-4,{"$f":"IF($B2001>$F2001,0,IF($C2001>$G2001,0,ROUND((((($F2001-$B2001)/100)*IF('DBH-Upgrade'!$K$6='DBH-Upgrade'!$K$8,$CC2015,($BF2001/(($F2001-18)/100))))+((($B2001-18)/100)*$CB2015))*IF($E2001>50,IF($G2001=11,(1-(($E2001-50)*0.005)),IF($G2001=16,(1-(($E2001-50)*0.005)),IF($G2001=21,(1-(($E2001-50)*0.005)),1))),1)*$CE2015,0)))","v":{"$error":"#VALUE!"}},{"$f":"IF($B2001>$F2001,0,IF($C2001>$G2001,0,ROUND((((($F2001-$B2001)/100)*IF('DBH-Upgrade'!$K$6='DBH-Upgrade'!$K$8,$CC2015,($BF2001/(($F2001-18)/100))))+((($B2001-18)/100)*$CB2015))*IF($E2001>50,IF($G2001=11,(1-(($E2001-50)*0.005)),IF($G2001=16,(1-(($E2001-50)*0.005)),IF($G2001=21,(1-(($E2001-50)*0.005)),1))),1)*$CD2015,0)))","v":{"$error":"#VALUE!"}},{"$f":"IF($B2001>$F2001,0,IF($C2001>$G2001,0,ROUND((((($F2001-$B2001)/100)*IF('DBH-Upgrade'!$K$6='DBH-Upgrade'!$K$8,$CC2015,($BF2001/(($F2001-18)/100))))+((($B2001-18)/100)*$CB2015))*IF($E2001>50,IF($G2001=11,(1-(($E2001-50)*0.005)),IF($G2001=16,(1-(($E2001-50)*0.005)),IF($G2001=21,(1-(($E2001-50)*0.005)),1))),1),0)))","v":{"$error":"#VALUE!"}},0.85,0.85,0.85,271,291,390,117,125,168,8.0927946505306478E-2,9.2124850207916414E-2,0.16449965243197071,2.1,5.5,5.9,7.9,null,3053,null,0.8,null,null,0,13.2,15.1,21.85,null,1,1,1,271,291,390,null,0,0,0,1,{"$error":"#VALUE!"},4479,834,{"$error":"#VALUE!"},0.75555534806492441,0.70383877729866806,null,1,1,0.99999999999999978,0.99999999999999978,null,0]
["2951001110",{"$f":"'DBH-Upgrade'!$K$8-$CL2009","v":70},10,2,95,100,11,11.5,0,26,30,43,1195.44,{"$f":"IF($B2009>$F2009,0,IF($C2009>$G2009,0,ROUND((((($F2009-$B2009)/100)*IF('DBH-Upgrade'!$K$6='DBH-Upgrade'!$K$8,$BZ2023,($BE2009/(($F2009-18)/100))))+((($B2009-18)/100)*$CA2023))*$CE2023,0)))","v":1868},{"$f":"IF($B2009>$F2009,0,IF($C2009>$G2009,0,ROUND((((($F2009-$B2009)/100)*IF('DBH-Upgrade'!$K$6='DBH-Upgrade'!$K$8,$BZ2023,($BE2009/(($F2009-18)/100))))+((($B2009-18)/100)*$CA2023))*$CD2023,0)))","v":2012},{"$f":"IF($B2009>$F2009,0,IF($C2009>$G2009,0,ROUND(((($F2009-$B2009)/100)*IF('DBH-Upgrade'!$K$6='DBH-Upgrade'!$K$8,$BZ2023,($BE2009/(($F2009-18)/100))))+((($B2009-18)/100)*$CA2023),0)))","v":2470},1.5,1.1000000000000001,1.1000000000000001,1.1000000000000001,1195,{"$f":"IF($B2009>$F2009,0,IF($C2009>$G2009,0,ROUND(((($F2009-$B2009)/100)*(IF('DBH-Upgrade'!$K$6='DBH-Upgrade'!$K$8,$BZ2023,($BE2009/(($F2009-18)/100))))*$CH2023)+((($B2009-18)/100)*$CA2023*$CE2023*$CG2023),0)))","v":2034},{"$f":"IF($B2009>$F2009,0,IF($C2009>$G2009,0,ROUND(((($F2009-$B2009)/100)*(IF('DBH-Upgrade'!$K$6='DBH-Upgrade'!$K$8,$BZ2023,($BE2009/(($F2009-18)/100))))*$CH2023)+((($B2009-18)/100)*$CA2023*$CD2023*$CG2023),0)))","v":2138},{"$f":"IF($B2009>$F2009,0,IF($C2009>$G2009,0,ROUND(((($F2009-$B2009)/100)*(IF('DBH-Upgrade'!$K$6='DBH-Upgrade'!$K$8,$BZ2023,($BE2009/(($F2009-18)/100))))*$CH2023)+((($B2009-18)/100)*$CA2023*$CG2023),0)))","v":2470},103,175,184,212,0.10100372704702308,0.27592359624673762,0.30352033783455779,0.3973910388839611,3.969E-4,1.7345999999999999,4,5.7428799999999995E-4,{"$f":"IF($B2009>$F2009,0,IF($C2009>$G2009,0,ROUND((((($F2009-$B2009)/100)*IF('DBH-Upgrade'!$K$6='DBH-Upgrade'!$K$8,$CC2023,($BF2009/(($F2009-18)/100))))+((($B2009-18)/100)*$CB2023))*IF($E2009>50,IF($G2009=11,(1-(($E2009-50)*0.005)),IF($G2009=16,(1-(($E2009-50)*0.005)),IF($G2009=21,(1-(($E2009-50)*0.005)),1))),1)*$CE2023,0)))","v":185},{"$f":"IF($B2009>$F2009,0,IF($C2009>$G2009,0,ROUND((((($F2009-$B2009)/100)*IF('DBH-Upgrade'!$K$6='DBH-Upgrade'!$K$8,$CC2023,($BF2009/(($F2009-18)/100))))+((($B2009-18)/100)*$CB2023))*IF($E2009>50,IF($G2009=11,(1-(($E2009-50)*0.005)),IF($G2009=16,(1-(($E2009-50)*0.005)),IF($G2009=21,(1-(($E2009-50)*0.005)),1))),1)*$CD2023,0)))","v":199},{"$f":"IF($B2009>$F2009,0,IF($C2009>$G2009,0,ROUND((((($F2009-$B2009)/100)*IF('DBH-Upgrade'!$K$6='DBH-Upgrade'!$K$8,$CC2023,($BF2009/(($F2009-18)/100))))+((($B2009-18)/100)*$CB2023))*IF($E2009>50,IF($G2009=11,(1-(($E2009-50)*0.005)),IF($G2009=16,(1-(($E2009-50)*0.005)),IF($G2009=21,(1-(($E2009-50)*0.005)),1))),1),0)))","v":244},0.95,0.95,0.95,227,244,300,98,105,129,9.1932548614121673E-2,0.10474580217509639,0.15467558899954181,1.3,5.5,5.9,7.9,null,1758,null,0.68,null,null,0,13.2,15.1,21.85,null,1,1,1,227,244,300,null,0,0,0,1,{"$f":"ROUND(IF($C1995=0,0,IF($C1995=10,IF($G1995=10,1127,IF($G1995=11,2263,\"UNDEFINED\")),IF($C1995=15,IF($G1995=10,\"NOT POSSIBLE\",IF($G1995=11,\"NOT POSSIBLE\",IF($G1995=15,1615,IF($G1995=16,3238,IF($G1995=20,2298,IF($G1995=21,2489)))))),\"ERROR\"))),0)","v":{"$error":"#VALUE!"}},5340,750,{"$f":"ROUND(IF($C1995=0,0,IF($C1995=10,IF($G1995=10,62,IF($G1995=11,50,\"UNDEFINED\")),IF($C1995=15,IF($G1995=10,\"NOT POSSIBLE\",IF($G1995=11,\"NOT POSSIBLE\",IF($G1995=15,63,IF($G1995=16,75,IF($G1995=20,78,IF($G1995=21,92)))))),\"ERROR\"))),0)","v":{"$error":"#VALUE!"}},0.75555534806492441,0.70383877729866806,null,1,1,0.99999999999999978,0.99999999999999978,null,0]
["2951002110",{"$f":"'DBH-Upgrade'!$K$8-$CL2013","v":70},10,2,95,100,21,21.5,0,26,30,43,3052.8,{"$f":"IF($B2013>$F2013,0,IF($C2013>$G2013,0,ROUND((((($F2013-$B2013)/100)*IF('DBH-Upgrade'!$K$6='DBH-Upgrade'!$K$8,$BZ2027,($BE2013/(($F2013-18)/100))))+((($B2013-18)/100)*$CA2027))*$CE2027,0)))","v":{"$error":"#VALUE!"}},{"$f":"IF($B2013>$F2013,0,IF($C2013>$G2013,0,ROUND((((($F2013-$B2013)/100)*IF('DBH-Upgrade'!$K$6='DBH-Upgrade'!$K$8,$BZ2027,($BE2013/(($F2013-18)/100))))+((($B2013-18)/100)*$CA2027))*$CD2027,0)))","v":{"$error":"#VALUE!"}},{"$f":"IF($B2013>$F2013,0,IF($C2013>$G2013,0,ROUND(((($F2013-$B2013)/100)*IF('DBH-Upgrade'!$K$6='DBH-Upgrade'!$K$8,$BZ2027,($BE2013/(($F2013-18)/100))))+((($B2013-18)/100)*$CA2027),0)))","v":{"$error":"#VALUE!"}},1.5,1.05,1.05,1.05,3053,{"$f":"IF($B2013>$F2013,0,IF($C2013>$G2013,0,ROUND(((($F2013-$B2013)/100)*(IF('DBH-Upgrade'!$K$6='DBH-Upgrade'!$K$8,$BZ2027,($BE2013/(($F2013-18)/100))))*$CH2027)+((($B2013-18)/100)*$CA2027*$CE2027*$CG2027),0)))","v":{"$error":"#VALUE!"}},{"$f":"IF($B2013>$F2013,0,IF($C2013>$G2013,0,ROUND(((($F2013-$B2013)/100)*(IF('DBH-Upgrade'!$K$6='DBH-Upgrade'!$K$8,$BZ2027,($BE2013/(($F2013-18)/100))))*$CH2027)+((($B2013-18)/100)*$CA2027*$CD2027*$CG2027),0)))","v":{"$error":"#VALUE!"}},{"$f":"IF($B2013>$F2013,0,IF($C2013>$G2013,0,ROUND(((($F2013-$B2013)/100)*(IF('DBH-Upgrade'!$K$6='DBH-Upgrade'!$K$8,$BZ2027,($BE2013/(($F2013-18)/100))))*$CH2027)+((($B2013-18)/100)*$CA2027*$CG2027),0)))","v":{"$error":"#VALUE!"}},263,{"$error":"#VALUE!"},{"$error":"#VALUE!"},{"$error":"#VALUE!"},0.41143719931464823,{"$error":"#VALUE!"},{"$error":"#VALUE!"},{"$error":"#VALUE!"},1.2760000000000001E-4,1.7219,4,5.1420100000000005E-4,{"$f":"IF($B2013>$F2013,0,IF($C2013>$G2013,0,ROUND((((($F2013-$B2013)/100)*IF('DBH-Upgrade'!$K$6='DBH-Upgrade'!$K$8,$CC2027,($BF2013/(($F2013-18)/100))))+((($B2013-18)/100)*$CB2027))*IF($E2013>50,IF($G2013=11,(1-(($E2013-50)*0.005)),IF($G2013=16,(1-(($E2013-50)*0.005)),IF($G2013=21,(1-(($E2013-50)*0.005)),1))),1)*$CE2027,0)))","v":{"$error":"#VALUE!"}},{"$f":"IF($B2013>$F2013,0,IF($C2013>$G2013,0,ROUND((((($F2013-$B2013)/100)*IF('DBH-Upgrade'!$K$6='DBH-Upgrade'!$K$8,$CC2027,($BF2013/(($F2013-18)/100))))+((($B2013-18)/100)*$CB2027))*IF($E2013>50,IF($G2013=11,(1-(($E2013-50)*0.005)),IF($G2013=16,(1-(($E2013-50)*0.005)),IF($G2013=21,(1-(($E2013-50)*0.005)),1))),1)*$CD2027,0)))","v":{"$error":"#VALUE!"}},{"$f":"IF($B2013>$F2013,0,IF($C2013>$G2013,0,ROUND((((($F2013-$B2013)/100)*IF('DBH-Upgrade'!$K$6='DBH-Upgrade'!$K$8,$CC2027,($BF2013/(($F2013-18)/100))))+((($B2013-18)/100)*$CB2027))*IF($E2013>50,IF($G2013=11,(1-(($E2013-50)*0.005)),IF($G2013=16,(1-(($E2013-50)*0.005)),IF($G2013=21,(1-(($E2013-50)*0.005)),1))),1),0)))","v":{"$error":"#VALUE!"}},0.85,0.85,0.85,264,283,390,114,122,168,8.0396212669905959E-2,9.1756809931273317E-2,0.17129054389440079,2.7,5.5,5.9,7.9,null,3816,null,0.8,null,null,0,13.2,15.1,21.85,null,1,1,1,264,283,390,null,0,0,0,1,{"$error":"#VALUE!"},4479,834,{"$error":"#VALUE!"},0.74531089933631789,0.69504144552059222,null,1,1,0.99999999999999978,0.99999999999999978,null,0]
["2951201110",{"$f":"'DBH-Upgrade'!$K$8-$CL2021","v":70},10,2,95,120,11,11.5,0,26,30,44,1434.8000000000002,{"$f":"IF($B2021>$F2021,0,IF($C2021>$G2021,0,ROUND((((($F2021-$B2021)/100)*IF('DBH-Upgrade'!$K$6='DBH-Upgrade'!$K$8,$BZ2035,($BE2021/(($F2021-18)/100))))+((($B2021-18)/100)*$CA2035))*$CE2035,0)))","v":2173},{"$f":"IF($B2021>$F2021,0,IF($C2021>$G2021,0,ROUND((((($F2021-$B2021)/100)*IF('DBH-Upgrade'!$K$6='DBH-Upgrade'!$K$8,$BZ2035,($BE2021/(($F2021-18)/100))))+((($B2021-18)/100)*$CA2035))*$CD2035,0)))","v":2347},{"$f":"IF($B2021>$F2021,0,IF($C2021>$G2021,0,ROUND(((($F2021-$B2021)/100)*IF('DBH-Upgrade'!$K$6='DBH-Upgrade'!$K$8,$BZ2035,($BE2021/(($F2021-18)/100))))+((($B2021-18)/100)*$CA2035),0)))","v":2923},1.5,1.1000000000000001,1.1000000000000001,1.1000000000000001,1435,{"$f":"IF($B2021>$F2021,0,IF($C2021>$G2021,0,ROUND(((($F2021-$B2021)/100)*(IF('DBH-Upgrade'!$K$6='DBH-Upgrade'!$K$8,$BZ2035,($BE2021/(($F2021-18)/100))))*$CH2035)+((($B2021-18)/100)*$CA2035*$CE2035*$CG2035),0)))","v":2463},{"$f":"IF($B2021>$F2021,0,IF($C2021>$G2021,0,ROUND(((($F2021-$B2021)/100)*(IF('DBH-Upgrade'!$K$6='DBH-Upgrade'!$K$8,$BZ2035,($BE2021/(($F2021-18)/100))))*$CH2035)+((($B2021-18)/100)*$CA2035*$CD2035*$CG2035),0)))","v":2570},{"$f":"IF($B2021>$F2021,0,IF($C2021>$G2021,0,ROUND(((($F2021-$B2021)/100)*(IF('DBH-Upgrade'!$K$6='DBH-Upgrade'!$K$8,$BZ2035,($BE2021/(($F2021-18)/100))))*$CH2035)+((($B2021-18)/100)*$CA2035*$CG2035),0)))","v":2923},123,212,221,251,0.15445389187017058,0.43113991742096142,0.46639814898809773,0.59340997171613374,3.969E-4,1.7345999999999999,4,5.7428799999999995E-4,{"$f":"IF($B2021>$F2021,0,IF($C2021>$G2021,0,ROUND((((($F2021-$B2021)/100)*IF('DBH-Upgrade'!$K$6='DBH-Upgrade'!$K$8,$CC2035,($BF2021/(($F2021-18)/100))))+((($B2021-18)/100)*$CB2035))*IF($E2021>50,IF($G2021=11,(1-(($E2021-50)*0.005)),IF($G2021=16,(1-(($E2021-50)*0.005)),IF($G2021=21,(1-(($E2021-50)*0.005)),1))),1)*$CE2035,0)))","v":187},{"$f":"IF($B2021>$F2021,0,IF($C2021>$G2021,0,ROUND((((($F2021-$B2021)/100)*IF('DBH-Upgrade'!$K$6='DBH-Upgrade'!$K$8,$CC2035,($BF2021/(($F2021-18)/100))))+((($B2021-18)/100)*$CB2035))*IF($E2021>50,IF($G2021=11,(1-(($E2021-50)*0.005)),IF($G2021=16,(1-(($E2021-50)*0.005)),IF($G2021=21,(1-(($E2021-50)*0.005)),1))),1)*$CD2035,0)))","v":202},{"$f":"IF($B2021>$F2021,0,IF($C2021>$G2021,0,ROUND((((($F2021-$B2021)/100)*IF('DBH-Upgrade'!$K$6='DBH-Upgrade'!$K$8,$CC2035,($BF2021/(($F2021-18)/100))))+((($B2021-18)/100)*$CB2035))*IF($E2021>50,IF($G2021=11,(1-(($E2021-50)*0.005)),IF($G2021=16,(1-(($E2021-50)*0.005)),IF($G2021=21,(1-(($E2021-50)*0.005)),1))),1),0)))","v":252},0.95,0.95,0.95,223,241,300,96,104,129,9.6957701781609354E-2,0.11267833876978904,0.16893252083158428,1.6,5.5,5.9,7.9,null,2110,null,0.68,null,null,0,13.2,15.1,21.85,null,1,1,1,223,241,300,null,0,0,0,1,{"$error":"#VALUE!"},5340,750,{"$error":"#VALUE!"},0.73429802939744349,0.68540112539231846,null,1,1,0.99999999999999978,0.99999999999999978,null,0]
["2951401610",{"$f":"'DBH-Upgrade'!$K$8-$CL2029","v":70},10,2,95,140,16,16.5,0,26,30,44.8,2551.36,{"$f":"IF($B2029>$F2029,0,IF($C2029>$G2029,0,ROUND((((($F2029-$B2029)/100)*IF('DBH-Upgrade'!$K$6='DBH-Upgrade'!$K$8,$BZ2043,($BE2029/(($F2029-18)/100))))+((($B2029-18)/100)*$CA2043))*$CE2043,0)))","v":{"$error":"#VALUE!"}},{"$f":"IF($B2029>$F2029,0,IF($C2029>$G2029,0,ROUND((((($F2029-$B2029)/100)*IF('DBH-Upgrade'!$K$6='DBH-Upgrade'!$K$8,$BZ2043,($BE2029/(($F2029-18)/100))))+((($B2029-18)/100)*$CA2043))*$CD2043,0)))","v":{"$error":"#VALUE!"}},{"$f":"IF($B2029>$F2029,0,IF($C2029>$G2029,0,ROUND(((($F2029-$B2029)/100)*IF('DBH-Upgrade'!$K$6='DBH-Upgrade'!$K$8,$BZ2043,($BE2029/(($F2029-18)/100))))+((($B2029-18)/100)*$CA2043),0)))","v":{"$error":"#VALUE!"}},1.5,1.1000000000000001,1.1000000000000001,1.1000000000000001,2551,{"$f":"IF($B2029>$F2029,0,IF($C2029>$G2029,0,ROUND(((($F2029-$B2029)/100)*(IF('DBH-Upgrade'!$K$6='DBH-Upgrade'!$K$8,$BZ2043,($BE2029/(($F2029-18)/100))))*$CH2043)+((($B2029-18)/100)*$CA2043*$CE2043*$CG2043),0)))","v":{"$error":"#VALUE!"}},{"$f":"IF($B2029>$F2029,0,IF($C2029>$G2029,0,ROUND(((($F2029-$B2029)/100)*(IF('DBH-Upgrade'!$K$6='DBH-Upgrade'!$K$8,$BZ2043,($BE2029/(($F2029-18)/100))))*$CH2043)+((($B2029-18)/100)*$CA2043*$CD2043*$CG2043),0)))","v":{"$error":"#VALUE!"}},{"$f":"IF($B2029>$F2029,0,IF($C2029>$G2029,0,ROUND(((($F2029-$B2029)/100)*(IF('DBH-Upgrade'!$K$6='DBH-Upgrade'!$K$8,$BZ2043,($BE2029/(($F2029-18)/100))))*$CH2043)+((($B2029-18)/100)*$CA2043*$CG2043),0)))","v":{"$error":"#VALUE!"}},219,{"$error":"#VALUE!"},{"$error":"#VALUE!"},{"$error":"#VALUE!"},0.76578409095756372,{"$error":"#VALUE!"},{"$error":"#VALUE!"},{"$error":"#VALUE!"},2.0829999999999999E-4,1.724,4,1.392796E-3,{"$f":"IF($B2029>$F2029,0,IF($C2029>$G2029,0,ROUND((((($F2029-$B2029)/100)*IF('DBH-Upgrade'!$K$6='DBH-Upgrade'!$K$8,$CC2043,($BF2029/(($F2029-18)/100))))+((($B2029-18)/100)*$CB2043))*IF($E2029>50,IF($G2029=11,(1-(($E2029-50)*0.005)),IF($G2029=16,(1-(($E2029-50)*0.005)),IF($G2029=21,(1-(($E2029-50)*0.005)),1))),1)*$CE2043,0)))","v":{"$error":"#VALUE!"}},{"$f":"IF($B2029>$F2029,0,IF($C2029>$G2029,0,ROUND((((($F2029-$B2029)/100)*IF('DBH-Upgrade'!$K$6='DBH-Upgrade'!$K$8,$CC2043,($BF2029/(($F2029-18)/100))))+((($B2029-18)/100)*$CB2043))*IF($E2029>50,IF($G2029=11,(1-(($E2029-50)*0.005)),IF($G2029=16,(1-(($E2029-50)*0.005)),IF($G2029=21,(1-(($E2029-50)*0.005)),1))),1)*$CD2043,0)))","v":{"$error":"#VALUE!"}},{"$f":"IF($B2029>$F2029,0,IF($C2029>$G2029,0,ROUND((((($F2029-$B2029)/100)*IF('DBH-Upgrade'!$K$6='DBH-Upgrade'!$K$8,$CC2043,($BF2029/(($F2029-18)/100))))+((($B2029-18)/100)*$CB2043))*IF($E2029>50,IF($G2029=11,(1-(($E2029-50)*0.005)),IF($G2029=16,(1-(($E2029-50)*0.005)),IF($G2029=21,(1-(($E2029-50)*0.005)),1))),1),0)))","v":{"$error":"#VALUE!"}},0.95,0.95,0.95,289,309,434,124,133,187,0.25156242512965499,0.28848618877368931,0.56195452119514089,2.8,5.5,5.9,7.9,null,3752,null,0.68,null,null,0,13.2,15.1,21.85,null,1,1,1,289,309,434,null,0,0,0,1,2263,3445,577,50,0.81466996609637188,0.75619868948084668,null,1,1,0.99999999999999978,0.99999999999999978,null,0]
["320601510",{"$f":"'DBH-Upgrade'!$K$8-$CL2034","v":70},10,3,20,60,15,16.5,0,26,30,40,523.20000000000005,{"$f":"IF($B2034>$F2034,0,IF($C2034>$G2034,0,ROUND((((($F2034-$B2034)/100)*IF('DBH-Upgrade'!$K$6='DBH-Upgrade'!$K$8,$BZ2048,($BE2034/(($F2034-18)/100))))+((($B2034-18)/100)*$CA2048))*$CE2048,0)))","v":0},{"$f":"IF($B2034>$F2034,0,IF($C2034>$G2034,0,ROUND((((($F2034-$B2034)/100)*IF('DBH-Upgrade'!$K$6='DBH-Upgrade'!$K$8,$BZ2048,($BE2034/(($F2034-18)/100))))+((($B2034-18)/100)*$CA2048))*$CD2048,0)))","v":0},{"$f":"IF($B2034>$F2034,0,IF($C2034>$G2034,0,ROUND(((($F2034-$B2034)/100)*IF('DBH-Upgrade'!$K$6='DBH-Upgrade'!$K$8,$BZ2048,($BE2034/(($F2034-18)/100))))+((($B2034-18)/100)*$CA2048),0)))","v":0},1.5,1.08,1.08,1.08,523,{"$f":"IF($B2034>$F2034,0,IF($C2034>$G2034,0,ROUND(((($F2034-$B2034)/100)*(IF('DBH-Upgrade'!$K$6='DBH-Upgrade'!$K$8,$BZ2048,($BE2034/(($F2034-18)/100))))*$CH2048)+((($B2034-18)/100)*$CA2048*$CE2048*$CG2048),0)))","v":0},{"$f":"IF($B2034>$F2034,0,IF($C2034>$G2034,0,ROUND(((($F2034-$B2034)/100)*(IF('DBH-Upgrade'!$K$6='DBH-Upgrade'!$K$8,$BZ2048,($BE2034/(($F2034-18)/100))))*$CH2048)+((($B2034-18)/100)*$CA2048*$CD2048*$CG2048),0)))","v":0},{"$f":"IF($B2034>$F2034,0,IF($C2034>$G2034,0,ROUND(((($F2034-$B2034)/100)*(IF('DBH-Upgrade'!$K$6='DBH-Upgrade'!$K$8,$BZ2048,($BE2034/(($F2034-18)/100))))*$CH2048)+((($B2034-18)/100)*$CA2048*$CG2048),0)))","v":0},45,0,0,0,1.0483400643809957E-2,0,0,0,2.0829999999999999E-4,1.724,2,4.6182900000000003E-4,{"$f":"IF($B2034>$F2034,0,IF($C2034>$G2034,0,ROUND((((($F2034-$B2034)/100)*IF('DBH-Upgrade'!$K$6='DBH-Upgrade'!$K$8,$CC2048,($BF2034/(($F2034-18)/100))))+((($B2034-18)/100)*$CB2048))*IF($E2034>50,IF($G2034=11,(1-(($E2034-50)*0.005)),IF($G2034=16,(1-(($E2034-50)*0.005)),IF($G2034=21,(1-(($E2034-50)*0.005)),1))),1)*$CE2048,0)))","v":0},{"$f":"IF($B2034>$F2034,0,IF($C2034>$G2034,0,ROUND((((($F2034-$B2034)/100)*IF('DBH-Upgrade'!$K$6='DBH-Upgrade'!$K$8,$CC2048,($BF2034/(($F2034-18)/100))))+((($B2034-18)/100)*$CB2048))*IF($E2034>50,IF($G2034=11,(1-(($E2034-50)*0.005)),IF($G2034=16,(1-(($E2034-50)*0.005)),IF($G2034=21,(1-(($E2034-50)*0.005)),1))),1)*$CD2048,0)))","v":0},{"$f":"IF($B2034>$F2034,0,IF($C2034>$G2034,0,ROUND((((($F2034-$B2034)/100)*IF('DBH-Upgrade'!$K$6='DBH-Upgrade'!$K$8,$CC2048,($BF2034/(($F2034-18)/100))))+((($B2034-18)/100)*$CB2048))*IF($E2034>50,IF($G2034=11,(1-(($E2034-50)*0.005)),IF($G2034=16,(1-(($E2034-50)*0.005)),IF($G2034=21,(1-(($E2034-50)*0.005)),1))),1),0)))","v":0},1.01,1.01,1.01,0,0,0,0,0,0,0,0,0,0.6,"DBH-unit is too long!","DBH-unit is too long!","DBH-unit is too long!",null,654,null,0.8,null,null,0,"DBH-unit is too long!","DBH-unit is too long!","DBH-unit is too long!",null,1,1,1,0,0,0,null,0,0,0,1,1127,2539,352,62,0.80301038786259926,0.74330306539663082,null,1,1,0.99999999999999978,0.99999999999999978,null,0]
["320901010",{"$f":"'DBH-Upgrade'!$K$8-$CL2042","v":70},10,3,20,90,10,11.5,0,26,30,42.4,531,{"$f":"IF($B2042>$F2042,0,IF($C2042>$G2042,0,ROUND((((($F2042-$B2042)/100)*IF('DBH-Upgrade'!$K$6='DBH-Upgrade'!$K$8,$BZ2056,($BE2042/(($F2042-18)/100))))+((($B2042-18)/100)*$CA2056))*$CE2056,0)))","v":1180},{"$f":"IF($B2042>$F2042,0,IF($C2042>$G2042,0,ROUND((((($F2042-$B2042)/100)*IF('DBH-Upgrade'!$K$6='DBH-Upgrade'!$K$8,$BZ2056,($BE2042/(($F2042-18)/100))))+((($B2042-18)/100)*$CA2056))*$CD2056,0)))","v":1269},{"$f":"IF($B2042>$F2042,0,IF($C2042>$G2042,0,ROUND(((($F2042-$B2042)/100)*IF('DBH-Upgrade'!$K$6='DBH-Upgrade'!$K$8,$BZ2056,($BE2042/(($F2042-18)/100))))+((($B2042-18)/100)*$CA2056),0)))","v":1546},1.5,1.08,1.08,1.08,531,{"$f":"IF($B2042>$F2042,0,IF($C2042>$G2042,0,ROUND(((($F2042-$B2042)/100)*(IF('DBH-Upgrade'!$K$6='DBH-Upgrade'!$K$8,$BZ2056,($BE2042/(($F2042-18)/100))))*$CH2056)+((($B2042-18)/100)*$CA2056*$CE2056*$CG2056),0)))","v":1233},{"$f":"IF($B2042>$F2042,0,IF($C2042>$G2042,0,ROUND(((($F2042-$B2042)/100)*(IF('DBH-Upgrade'!$K$6='DBH-Upgrade'!$K$8,$BZ2056,($BE2042/(($F2042-18)/100))))*$CH2056)+((($B2042-18)/100)*$CA2056*$CD2056*$CG2056),0)))","v":1310},{"$f":"IF($B2042>$F2042,0,IF($C2042>$G2042,0,ROUND(((($F2042-$B2042)/100)*(IF('DBH-Upgrade'!$K$6='DBH-Upgrade'!$K$8,$BZ2056,($BE2042/(($F2042-18)/100))))*$CH2056)+((($B2042-18)/100)*$CA2056*$CG2056),0)))","v":1546},46,106,113,133,1.2122434319863627E-2,5.961662337122392E-2,6.7383938000370402E-2,9.2091770553269614E-2,3.969E-4,1.7345999999999999,2,3.6734700000000002E-4,{"$f":"IF($B2042>$F2042,0,IF($C2042>$G2042,0,ROUND((((($F2042-$B2042)/100)*IF('DBH-Upgrade'!$K$6='DBH-Upgrade'!$K$8,$CC2056,($BF2042/(($F2042-18)/100))))+((($B2042-18)/100)*$CB2056))*IF($E2042>50,IF($G2042=11,(1-(($E2042-50)*0.005)),IF($G2042=16,(1-(($E2042-50)*0.005)),IF($G2042=21,(1-(($E2042-50)*0.005)),1))),1)*$CE2056,0)))","v":149},{"$f":"IF($B2042>$F2042,0,IF($C2042>$G2042,0,ROUND((((($F2042-$B2042)/100)*IF('DBH-Upgrade'!$K$6='DBH-Upgrade'!$K$8,$CC2056,($BF2042/(($F2042-18)/100))))+((($B2042-18)/100)*$CB2056))*IF($E2042>50,IF($G2042=11,(1-(($E2042-50)*0.005)),IF($G2042=16,(1-(($E2042-50)*0.005)),IF($G2042=21,(1-(($E2042-50)*0.005)),1))),1)*$CD2056,0)))","v":161},{"$f":"IF($B2042>$F2042,0,IF($C2042>$G2042,0,ROUND((((($F2042-$B2042)/100)*IF('DBH-Upgrade'!$K$6='DBH-Upgrade'!$K$8,$CC2056,($BF2042/(($F2042-18)/100))))+((($B2042-18)/100)*$CB2056))*IF($E2042>50,IF($G2042=11,(1-(($E2042-50)*0.005)),IF($G2042=16,(1-(($E2042-50)*0.005)),IF($G2042=21,(1-(($E2042-50)*0.005)),1))),1),0)))","v":195},0.98,0.98,0.98,{"$f":"IF($B2042>$F2042,0,IF($C2042>$G2042,0,ROUND(((($F2042-$B2042)/100)*($BF2042/(($F2042-18)/100))*$CJ2056)+((($B2042-18)/100)*$CB2056*$CE2056*$CI2056),0)))","v":140},{"$f":"IF($B2042>$F2042,0,IF($C2042>$G2042,0,ROUND(((($F2042-$B2042)/100)*($BF2042/(($F2042-18)/100))*$CJ2056)+((($B2042-18)/100)*$CB2056*$CD2056*$CI2056),0)))","v":150},{"$f":"IF($B2042>$F2042,0,IF($C2042>$G2042,0,ROUND(((($F2042-$B2042)/100)*($BF2042/(($F2042-18)/100))*$CJ2056)+((($B2042-18)/100)*$CB2056*$CI2056),0)))","v":183},60,65,79,2.0102335654311455E-2,2.3416134074948497E-2,3.3977805026496423E-2,0.6,{"$f":"IF($B2042>$F2042,$BM$1,CT$21)","v":5.5},{"$f":"IF($B2042>$F2042,$BM$1,CU$21)","v":5.9},{"$f":"IF($B2042>$F2042,$BM$1,CV$21)","v":7.9},null,{"$f":"$BE714","v":590},null,{"$f":"IF($G2042=10,$CU$61,IF($G2042=11,$CU$62,IF($G2042=15,$CU$63,IF($G2042=16,$CU$64,IF($G2042=20,$CU$65,IF($G2042=21,$CU$66))))))","v":0.9},null,null,0,{"$f":"IF($B2042>$F2042,$BM$1,CQ$21)","v":13.2},{"$f":"IF($B2042>$F2042,$BM$1,CR$21)","v":15.1},{"$f":"IF($B2042>$F2042,$BM$1,CS$21)","v":21.85},null,1,1,1,140,150,183,null,0,0,0,{"$f":"IF(SUM(BV2042:BX2042)=0,1,0)","v":1},{"$error":"#VALUE!"},3301,508,{"$error":"#VALUE!"},0.7127093372490777,0.66550507053605756,null,1,1,0.99999999999999978,0.99999999999999978,null,0]
["3201101510",{"$f":"'DBH-Upgrade'!$K$8-$CL2049","v":60},10,3,20,110,15,16.5,0,26,30,43.5,959.2,{"$f":"IF($B2049>$F2049,0,IF($C2049>$G2049,0,ROUND((((($F2049-$B2049)/100)*IF('DBH-Upgrade'!$K$6='DBH-Upgrade'!$K$8,$BZ2063,($BE2049/(($F2049-18)/100))))+((($B2049-18)/100)*$CA2063))*$CE2063,0)))","v":{"$error":"#VALUE!"}},{"$f":"IF($B2049>$F2049,0,IF($C2049>$G2049,0,ROUND((((($F2049-$B2049)/100)*IF('DBH-Upgrade'!$K$6='DBH-Upgrade'!$K$8,$BZ2063,($BE2049/(($F2049-18)/100))))+((($B2049-18)/100)*$CA2063))*$CD2063,0)))","v":{"$error":"#VALUE!"}},{"$f":"IF($B2049>$F2049,0,IF($C2049>$G2049,0,ROUND(((($F2049-$B2049)/100)*IF('DBH-Upgrade'!$K$6='DBH-Upgrade'!$K$8,$BZ2063,($BE2049/(($F2049-18)/100))))+((($B2049-18)/100)*$CA2063),0)))","v":{"$error":"#VALUE!"}},1.5,1.08,1.08,1.08,959,{"$f":"IF($B2049>$F2049,0,IF($C2049>$G2049,0,ROUND(((($F2049-$B2049)/100)*(IF('DBH-Upgrade'!$K$6='DBH-Upgrade'!$K$8,$BZ2063,($BE2049/(($F2049-18)/100))))*$CH2063)+((($B2049-18)/100)*$CA2063*$CE2063*$CG2063),0)))","v":{"$error":"#VALUE!"}},{"$f":"IF($B2049>$F2049,0,IF($C2049>$G2049,0,ROUND(((($F2049-$B2049)/100)*(IF('DBH-Upgrade'!$K$6='DBH-Upgrade'!$K$8,$BZ2063,($BE2049/(($F2049-18)/100))))*$CH2063)+((($B2049-18)/100)*$CA2063*$CD2063*$CG2063),0)))","v":{"$error":"#VALUE!"}},{"$f":"IF($B2049>$F2049,0,IF($C2049>$G2049,0,ROUND(((($F2049-$B2049)/100)*(IF('DBH-Upgrade'!$K$6='DBH-Upgrade'!$K$8,$BZ2063,($BE2049/(($F2049-18)/100))))*$CH2063)+((($B2049-18)/100)*$CA2063*$CG2063),0)))","v":{"$error":"#VALUE!"}},82,{"$error":"#VALUE!"},{"$error":"#VALUE!"},{"$error":"#VALUE!"},3.8209425635190919E-2,{"$error":"#VALUE!"},{"$error":"#VALUE!"},{"$error":"#VALUE!"},2.0829999999999999E-4,1.724,2,4.6182900000000003E-4,{"$f":"IF($B2049>$F2049,0,IF($C2049>$G2049,0,ROUND((((($F2049-$B2049)/100)*IF('DBH-Upgrade'!$K$6='DBH-Upgrade'!$K$8,$CC2063,($BF2049/(($F2049-18)/100))))+((($B2049-18)/100)*$CB2063))*IF($E2049>50,IF($G2049=11,(1-(($E2049-50)*0.005)),IF($G2049=16,(1-(($E2049-50)*0.005)),IF($G2049=21,(1-(($E2049-50)*0.005)),1))),1)*$CE2063,0)))","v":{"$error":"#VALUE!"}},{"$f":"IF($B2049>$F2049,0,IF($C2049>$G2049,0,ROUND((((($F2049-$B2049)/100)*IF('DBH-Upgrade'!$K$6='DBH-Upgrade'!$K$8,$CC2063,($BF2049/(($F2049-18)/100))))+((($B2049-18)/100)*$CB2063))*IF($E2049>50,IF($G2049=11,(1-(($E2049-50)*0.005)),IF($G2049=16,(1-(($E2049-50)*0.005)),IF($G2049=21,(1-(($E2049-50)*0.005)),1))),1)*$CD2063,0)))","v":{"$error":"#VALUE!"}},{"$f":"IF($B2049>$F2049,0,IF($C2049>$G2049,0,ROUND((((($F2049-$B2049)/100)*IF('DBH-Upgrade'!$K$6='DBH-Upgrade'!$K$8,$CC2063,($BF2049/(($F2049-18)/100))))+((($B2049-18)/100)*$CB2063))*IF($E2049>50,IF($G2049=11,(1-(($E2049-50)*0.005)),IF($G2049=16,(1-(($E2049-50)*0.005)),IF($G2049=21,(1-(($E2049-50)*0.005)),1))),1),0)))","v":{"$error":"#VALUE!"}},1.01,1.01,1.01,145,155,213,62,67,92,2.2200364202472029E-2,2.5806669569530552E-2,4.7791027231525195E-2,1.1000000000000001,5.5,5.9,7.9,null,1199,null,0.8,null,null,0,13.2,15.1,21.85,null,1,1,1,145,155,213,null,0,0,0,1,{"$error":"#VALUE!"},3682,458,{"$error":"#VALUE!"},0.8452517014716241,0.78929861482598995,null,1,1,0.99999999999999978,0.99999999999999978,null,10]
["3201401010",{"$f":"'DBH-Upgrade'!$K$8-$CL2054","v":70},10,3,20,140,10,11.5,0,26,30,44.8,825.30000000000007,{"$f":"IF($B2054>$F2054,0,IF($C2054>$G2054,0,ROUND((((($F2054-$B2054)/100)*IF('DBH-Upgrade'!$K$6='DBH-Upgrade'!$K$8,$BZ2068,($BE2054/(($F2054-18)/100))))+((($B2054-18)/100)*$CA2068))*$CE2068,0)))","v":1544},{"$f":"IF($B2054>$F2054,0,IF($C2054>$G2054,0,ROUND((((($F2054-$B2054)/100)*IF('DBH-Upgrade'!$K$6='DBH-Upgrade'!$K$8,$BZ2068,($BE2054/(($F2054-18)/100))))+((($B2054-18)/100)*$CA2068))*$CD2068,0)))","v":1672},{"$f":"IF($B2054>$F2054,0,IF($C2054>$G2054,0,ROUND(((($F2054-$B2054)/100)*IF('DBH-Upgrade'!$K$6='DBH-Upgrade'!$K$8,$BZ2068,($BE2054/(($F2054-18)/100))))+((($B2054-18)/100)*$CA2068),0)))","v":2109},1.5,1.08,1.08,1.08,825,{"$f":"IF($B2054>$F2054,0,IF($C2054>$G2054,0,ROUND(((($F2054-$B2054)/100)*(IF('DBH-Upgrade'!$K$6='DBH-Upgrade'!$K$8,$BZ2068,($BE2054/(($F2054-18)/100))))*$CH2068)+((($B2054-18)/100)*$CA2068*$CE2068*$CG2068),0)))","v":1755},{"$f":"IF($B2054>$F2054,0,IF($C2054>$G2054,0,ROUND(((($F2054-$B2054)/100)*(IF('DBH-Upgrade'!$K$6='DBH-Upgrade'!$K$8,$BZ2068,($BE2054/(($F2054-18)/100))))*$CH2068)+((($B2054-18)/100)*$CA2068*$CD2068*$CG2068),0)))","v":1836},{"$f":"IF($B2054>$F2054,0,IF($C2054>$G2054,0,ROUND(((($F2054-$B2054)/100)*(IF('DBH-Upgrade'!$K$6='DBH-Upgrade'!$K$8,$BZ2068,($BE2054/(($F2054-18)/100))))*$CH2068)+((($B2054-18)/100)*$CA2068*$CG2068),0)))","v":2109},71,151,158,181,3.4037443653060481E-2,0.14091109064366686,0.15350854252153115,0.19849528066125693,3.969E-4,1.7345999999999999,2,3.6734700000000002E-4,{"$f":"IF($B2054>$F2054,0,IF($C2054>$G2054,0,ROUND((((($F2054-$B2054)/100)*IF('DBH-Upgrade'!$K$6='DBH-Upgrade'!$K$8,$CC2068,($BF2054/(($F2054-18)/100))))+((($B2054-18)/100)*$CB2068))*IF($E2054>50,IF($G2054=11,(1-(($E2054-50)*0.005)),IF($G2054=16,(1-(($E2054-50)*0.005)),IF($G2054=21,(1-(($E2054-50)*0.005)),1))),1)*$CE2068,0)))","v":166},{"$f":"IF($B2054>$F2054,0,IF($C2054>$G2054,0,ROUND((((($F2054-$B2054)/100)*IF('DBH-Upgrade'!$K$6='DBH-Upgrade'!$K$8,$CC2068,($BF2054/(($F2054-18)/100))))+((($B2054-18)/100)*$CB2068))*IF($E2054>50,IF($G2054=11,(1-(($E2054-50)*0.005)),IF($G2054=16,(1-(($E2054-50)*0.005)),IF($G2054=21,(1-(($E2054-50)*0.005)),1))),1)*$CD2068,0)))","v":180},{"$f":"IF($B2054>$F2054,0,IF($C2054>$G2054,0,ROUND((((($F2054-$B2054)/100)*IF('DBH-Upgrade'!$K$6='DBH-Upgrade'!$K$8,$CC2068,($BF2054/(($F2054-18)/100))))+((($B2054-18)/100)*$CB2068))*IF($E2054>50,IF($G2054=11,(1-(($E2054-50)*0.005)),IF($G2054=16,(1-(($E2054-50)*0.005)),IF($G2054=21,(1-(($E2054-50)*0.005)),1))),1),0)))","v":226},0.98,0.98,0.98,134,145,183,58,62,79,2.3298828366087886E-2,2.6398974796288582E-2,4.1590372011877659E-2,0.9,5.5,5.9,7.9,null,917,null,0.9,null,null,0,13.2,15.1,21.85,null,1,1,1,134,145,183,null,0,0,0,1,{"$error":"#VALUE!"},3301,508,{"$error":"#VALUE!"},0.74531089933631789,0.69504144552059222,null,1,1,0.99999999999999978,0.99999999999999978,null,0]
["3202001010",{"$f":"'DBH-Upgrade'!$K$8-$CL2063","v":70},10,3,20,200,10,11.5,0,26,30,46.5,1179,{"$f":"IF($B2063>$F2063,0,IF($C2063>$G2063,0,ROUND((((($F2063-$B2063)/100)*IF('DBH-Upgrade'!$K$6='DBH-Upgrade'!$K$8,$BZ2077,($BE2063/(($F2063-18)/100))))+((($B2063-18)/100)*$CA2077))*$CE2077,0)))","v":1965},{"$f":"IF($B2063>$F2063,0,IF($C2063>$G2063,0,ROUND((((($F2063-$B2063)/100)*IF('DBH-Upgrade'!$K$6='DBH-Upgrade'!$K$8,$BZ2077,($BE2063/(($F2063-18)/100))))+((($B2063-18)/100)*$CA2077))*$CD2077,0)))","v":2142},{"$f":"IF($B2063>$F2063,0,IF($C2063>$G2063,0,ROUND(((($F2063-$B2063)/100)*IF('DBH-Upgrade'!$K$6='DBH-Upgrade'!$K$8,$BZ2077,($BE2063/(($F2063-18)/100))))+((($B2063-18)/100)*$CA2077),0)))","v":2785},1.5,1.08,1.08,1.08,1179,{"$f":"IF($B2063>$F2063,0,IF($C2063>$G2063,0,ROUND(((($F2063-$B2063)/100)*(IF('DBH-Upgrade'!$K$6='DBH-Upgrade'!$K$8,$BZ2077,($BE2063/(($F2063-18)/100))))*$CH2077)+((($B2063-18)/100)*$CA2077*$CE2077*$CG2077),0)))","v":2396},{"$f":"IF($B2063>$F2063,0,IF($C2063>$G2063,0,ROUND(((($F2063-$B2063)/100)*(IF('DBH-Upgrade'!$K$6='DBH-Upgrade'!$K$8,$BZ2077,($BE2063/(($F2063-18)/100))))*$CH2077)+((($B2063-18)/100)*$CA2077*$CD2077*$CG2077),0)))","v":2480},{"$f":"IF($B2063>$F2063,0,IF($C2063>$G2063,0,ROUND(((($F2063-$B2063)/100)*(IF('DBH-Upgrade'!$K$6='DBH-Upgrade'!$K$8,$BZ2077,($BE2063/(($F2063-18)/100))))*$CH2077)+((($B2063-18)/100)*$CA2077*$CG2077),0)))","v":2785},101,206,213,240,7.9996007529498953E-2,0.30175691613413153,0.32120671301231724,0.40155124196507375,3.969E-4,1.7345999999999999,2,3.6734700000000002E-4,{"$f":"IF($B2063>$F2063,0,IF($C2063>$G2063,0,ROUND((((($F2063-$B2063)/100)*IF('DBH-Upgrade'!$K$6='DBH-Upgrade'!$K$8,$CC2077,($BF2063/(($F2063-18)/100))))+((($B2063-18)/100)*$CB2077))*IF($E2063>50,IF($G2063=11,(1-(($E2063-50)*0.005)),IF($G2063=16,(1-(($E2063-50)*0.005)),IF($G2063=21,(1-(($E2063-50)*0.005)),1))),1)*$CE2077,0)))","v":186},{"$f":"IF($B2063>$F2063,0,IF($C2063>$G2063,0,ROUND((((($F2063-$B2063)/100)*IF('DBH-Upgrade'!$K$6='DBH-Upgrade'!$K$8,$CC2077,($BF2063/(($F2063-18)/100))))+((($B2063-18)/100)*$CB2077))*IF($E2063>50,IF($G2063=11,(1-(($E2063-50)*0.005)),IF($G2063=16,(1-(($E2063-50)*0.005)),IF($G2063=21,(1-(($E2063-50)*0.005)),1))),1)*$CD2077,0)))","v":203},{"$f":"IF($B2063>$F2063,0,IF($C2063>$G2063,0,ROUND((((($F2063-$B2063)/100)*IF('DBH-Upgrade'!$K$6='DBH-Upgrade'!$K$8,$CC2077,($BF2063/(($F2063-18)/100))))+((($B2063-18)/100)*$CB2077))*IF($E2063>50,IF($G2063=11,(1-(($E2063-50)*0.005)),IF($G2063=16,(1-(($E2063-50)*0.005)),IF($G2063=21,(1-(($E2063-50)*0.005)),1))),1),0)))","v":264},0.98,0.98,0.98,129,141,183,55,61,79,2.5968158894501322E-2,3.1440244388017839E-2,5.0725452394335138E-2,1.3,5.5,5.9,7.9,null,1310,null,0.9,null,null,0,13.2,15.1,21.85,null,1,1,1,129,141,183,null,0,0,0,1,{"$error":"#VALUE!"},3301,508,{"$error":"#VALUE!"},0.72541359909535208,0.67746340042029107,null,1,1,0.99999999999999978,0.99999999999999978,null,0]
["3202401010",{"$f":"'DBH-Upgrade'!$K$8-$CL2069","v":70},10,3,20,240,10,11.5,0,26,30,47.2,1414.8,{"$f":"IF($B2069>$F2069,0,IF($C2069>$G2069,0,ROUND((((($F2069-$B2069)/100)*IF('DBH-Upgrade'!$K$6='DBH-Upgrade'!$K$8,$BZ2083,($BE2069/(($F2069-18)/100))))+((($B2069-18)/100)*$CA2083))*$CE2083,0)))","v":2216},{"$f":"IF($B2069>$F2069,0,IF($C2069>$G2069,0,ROUND((((($F2069-$B2069)/100)*IF('DBH-Upgrade'!$K$6='DBH-Upgrade'!$K$8,$BZ2083,($BE2069/(($F2069-18)/100))))+((($B2069-18)/100)*$CA2083))*$CD2083,0)))","v":2428},{"$f":"IF($B2069>$F2069,0,IF($C2069>$G2069,0,ROUND(((($F2069-$B2069)/100)*IF('DBH-Upgrade'!$K$6='DBH-Upgrade'!$K$8,$BZ2083,($BE2069/(($F2069-18)/100))))+((($B2069-18)/100)*$CA2083),0)))","v":3236},1.5,1.08,1.08,1.08,1415,{"$f":"IF($B2069>$F2069,0,IF($C2069>$G2069,0,ROUND(((($F2069-$B2069)/100)*(IF('DBH-Upgrade'!$K$6='DBH-Upgrade'!$K$8,$BZ2083,($BE2069/(($F2069-18)/100))))*$CH2083)+((($B2069-18)/100)*$CA2083*$CE2083*$CG2083),0)))","v":2820},{"$f":"IF($B2069>$F2069,0,IF($C2069>$G2069,0,ROUND(((($F2069-$B2069)/100)*(IF('DBH-Upgrade'!$K$6='DBH-Upgrade'!$K$8,$BZ2083,($BE2069/(($F2069-18)/100))))*$CH2083)+((($B2069-18)/100)*$CA2083*$CD2083*$CG2083),0)))","v":2906},{"$f":"IF($B2069>$F2069,0,IF($C2069>$G2069,0,ROUND(((($F2069-$B2069)/100)*(IF('DBH-Upgrade'!$K$6='DBH-Upgrade'!$K$8,$BZ2083,($BE2069/(($F2069-18)/100))))*$CH2083)+((($B2069-18)/100)*$CA2083*$CG2083),0)))","v":3236},122,243,250,278,0.12657453738105795,0.45376066543571286,0.47836292774361372,0.58281295671855082,3.969E-4,1.7345999999999999,2,3.6734700000000002E-4,{"$f":"IF($B2069>$F2069,0,IF($C2069>$G2069,0,ROUND((((($F2069-$B2069)/100)*IF('DBH-Upgrade'!$K$6='DBH-Upgrade'!$K$8,$CC2083,($BF2069/(($F2069-18)/100))))+((($B2069-18)/100)*$CB2083))*IF($E2069>50,IF($G2069=11,(1-(($E2069-50)*0.005)),IF($G2069=16,(1-(($E2069-50)*0.005)),IF($G2069=21,(1-(($E2069-50)*0.005)),1))),1)*$CE2083,0)))","v":198},{"$f":"IF($B2069>$F2069,0,IF($C2069>$G2069,0,ROUND((((($F2069-$B2069)/100)*IF('DBH-Upgrade'!$K$6='DBH-Upgrade'!$K$8,$CC2083,($BF2069/(($F2069-18)/100))))+((($B2069-18)/100)*$CB2083))*IF($E2069>50,IF($G2069=11,(1-(($E2069-50)*0.005)),IF($G2069=16,(1-(($E2069-50)*0.005)),IF($G2069=21,(1-(($E2069-50)*0.005)),1))),1)*$CD2083,0)))","v":216},{"$f":"IF($B2069>$F2069,0,IF($C2069>$G2069,0,ROUND((((($F2069-$B2069)/100)*IF('DBH-Upgrade'!$K$6='DBH-Upgrade'!$K$8,$CC2083,($BF2069/(($F2069-18)/100))))+((($B2069-18)/100)*$CB2083))*IF($E2069>50,IF($G2069=11,(1-(($E2069-50)*0.005)),IF($G2069=16,(1-(($E2069-50)*0.005)),IF($G2069=21,(1-(($E2069-50)*0.005)),1))),1),0)))","v":288},0.98,0.98,0.98,125,137,183,54,59,79,2.8251203819832389E-2,3.3232832773811304E-2,5.6815505982640131E-2,1.6,5.5,5.9,7.9,null,1572,null,0.9,null,null,0,13.2,15.1,21.85,null,1,1,1,125,137,183,null,0,0,0,1,{"$error":"#VALUE!"},3301,508,{"$error":"#VALUE!"},0.7127093372490777,0.66550507053605756,null,1,1,0.99999999999999978,0.99999999999999978,null,0]
["3202602010",{"$f":"'DBH-Upgrade'!$K$8-$CL2074","v":50},10,3,20,260,20,21.5,0,26,30,47.8,3186.4,{"$f":"IF($B2074>$F2074,0,IF($C2074>$G2074,0,ROUND((((($F2074-$B2074)/100)*IF('DBH-Upgrade'!$K$6='DBH-Upgrade'!$K$8,$BZ2088,($BE2074/(($F2074-18)/100))))+((($B2074-18)/100)*$CA2088))*$CE2088,0)))","v":{"$error":"#VALUE!"}},{"$f":"IF($B2074>$F2074,0,IF($C2074>$G2074,0,ROUND((((($F2074-$B2074)/100)*IF('DBH-Upgrade'!$K$6='DBH-Upgrade'!$K$8,$BZ2088,($BE2074/(($F2074-18)/100))))+((($B2074-18)/100)*$CA2088))*$CD2088,0)))","v":{"$error":"#VALUE!"}},{"$f":"IF($B2074>$F2074,0,IF($C2074>$G2074,0,ROUND(((($F2074-$B2074)/100)*IF('DBH-Upgrade'!$K$6='DBH-Upgrade'!$K$8,$BZ2088,($BE2074/(($F2074-18)/100))))+((($B2074-18)/100)*$CA2088),0)))","v":{"$error":"#VALUE!"}},1.5,1.08,1.08,1.08,3186,{"$f":"IF($B2074>$F2074,0,IF($C2074>$G2074,0,ROUND(((($F2074-$B2074)/100)*(IF('DBH-Upgrade'!$K$6='DBH-Upgrade'!$K$8,$BZ2088,($BE2074/(($F2074-18)/100))))*$CH2088)+((($B2074-18)/100)*$CA2088*$CE2088*$CG2088),0)))","v":{"$error":"#VALUE!"}},{"$f":"IF($B2074>$F2074,0,IF($C2074>$G2074,0,ROUND(((($F2074-$B2074)/100)*(IF('DBH-Upgrade'!$K$6='DBH-Upgrade'!$K$8,$BZ2088,($BE2074/(($F2074-18)/100))))*$CH2088)+((($B2074-18)/100)*$CA2088*$CD2088*$CG2088),0)))","v":{"$error":"#VALUE!"}},{"$f":"IF($B2074>$F2074,0,IF($C2074>$G2074,0,ROUND(((($F2074-$B2074)/100)*(IF('DBH-Upgrade'!$K$6='DBH-Upgrade'!$K$8,$BZ2088,($BE2074/(($F2074-18)/100))))*$CH2088)+((($B2074-18)/100)*$CA2088*$CG2088),0)))","v":{"$error":"#VALUE!"}},274,{"$error":"#VALUE!"},{"$error":"#VALUE!"},{"$error":"#VALUE!"},0.3738945877785253,{"$error":"#VALUE!"},{"$error":"#VALUE!"},{"$error":"#VALUE!"},1.2760000000000001E-4,1.7219,2,3.76611E-4,{"$f":"IF($B2074>$F2074,0,IF($C2074>$G2074,0,ROUND((((($F2074-$B2074)/100)*IF('DBH-Upgrade'!$K$6='DBH-Upgrade'!$K$8,$CC2088,($BF2074/(($F2074-18)/100))))+((($B2074-18)/100)*$CB2088))*IF($E2074>50,IF($G2074=11,(1-(($E2074-50)*0.005)),IF($G2074=16,(1-(($E2074-50)*0.005)),IF($G2074=21,(1-(($E2074-50)*0.005)),1))),1)*$CE2088,0)))","v":{"$error":"#VALUE!"}},{"$f":"IF($B2074>$F2074,0,IF($C2074>$G2074,0,ROUND((((($F2074-$B2074)/100)*IF('DBH-Upgrade'!$K$6='DBH-Upgrade'!$K$8,$CC2088,($BF2074/(($F2074-18)/100))))+((($B2074-18)/100)*$CB2088))*IF($E2074>50,IF($G2074=11,(1-(($E2074-50)*0.005)),IF($G2074=16,(1-(($E2074-50)*0.005)),IF($G2074=21,(1-(($E2074-50)*0.005)),1))),1)*$CD2088,0)))","v":{"$error":"#VALUE!"}},{"$f":"IF($B2074>$F2074,0,IF($C2074>$G2074,0,ROUND((((($F2074-$B2074)/100)*IF('DBH-Upgrade'!$K$6='DBH-Upgrade'!$K$8,$CC2088,($BF2074/(($F2074-18)/100))))+((($B2074-18)/100)*$CB2088))*IF($E2074>50,IF($G2074=11,(1-(($E2074-50)*0.005)),IF($G2074=16,(1-(($E2074-50)*0.005)),IF($G2074=21,(1-(($E2074-50)*0.005)),1))),1),0)))","v":{"$error":"#VALUE!"}},0.95,0.95,0.95,100,110,147,43,47,63,1.0814556477463601E-2,1.2803672568722465E-2,2.23510220613168E-2,3.5,5.5,5.9,7.9,null,3983,null,0.8,null,null,0,13.2,15.1,21.85,null,1,1,1,100,110,147,null,0,0,0,1,1127,2539,352,62,0.78402243332267385,0.72223627558039949,null,1,1,0.99999999999999978,0.99999999999999978,null,20]
["330601510",{"$f":"'DBH-Upgrade'!$K$8-$CL2082","v":70},10,3,30,60,15,16.5,0,26,30,40,652,{"$f":"IF($B2082>$F2082,0,IF($C2082>$G2082,0,ROUND((((($F2082-$B2082)/100)*IF('DBH-Upgrade'!$K$6='DBH-Upgrade'!$K$8,$BZ2096,($BE2082/(($F2082-18)/100))))+((($B2082-18)/100)*$CA2096))*$CE2096,0)))","v":0},{"$f":"IF($B2082>$F2082,0,IF($C2082>$G2082,0,ROUND((((($F2082-$B2082)/100)*IF('DBH-Upgrade'!$K$6='DBH-Upgrade'!$K$8,$BZ2096,($BE2082/(($F2082-18)/100))))+((($B2082-18)/100)*$CA2096))*$CD2096,0)))","v":0},{"$f":"IF($B2082>$F2082,0,IF($C2082>$G2082,0,ROUND(((($F2082-$B2082)/100)*IF('DBH-Upgrade'!$K$6='DBH-Upgrade'!$K$8,$BZ2096,($BE2082/(($F2082-18)/100))))+((($B2082-18)/100)*$CA2096),0)))","v":0},1.5,1.08,1.08,1.08,652,{"$f":"IF($B2082>$F2082,0,IF($C2082>$G2082,0,ROUND(((($F2082-$B2082)/100)*(IF('DBH-Upgrade'!$K$6='DBH-Upgrade'!$K$8,$BZ2096,($BE2082/(($F2082-18)/100))))*$CH2096)+((($B2082-18)/100)*$CA2096*$CE2096*$CG2096),0)))","v":0},{"$f":"IF($B2082>$F2082,0,IF($C2082>$G2082,0,ROUND(((($F2082-$B2082)/100)*(IF('DBH-Upgrade'!$K$6='DBH-Upgrade'!$K$8,$BZ2096,($BE2082/(($F2082-18)/100))))*$CH2096)+((($B2082-18)/100)*$CA2096*$CD2096*$CG2096),0)))","v":0},{"$f":"IF($B2082>$F2082,0,IF($C2082>$G2082,0,ROUND(((($F2082-$B2082)/100)*(IF('DBH-Upgrade'!$K$6='DBH-Upgrade'!$K$8,$BZ2096,($BE2082/(($F2082-18)/100))))*$CH2096)+((($B2082-18)/100)*$CA2096*$CG2096),0)))","v":0},56,0,0,0,1.6115444159911004E-2,0,0,0,2.0829999999999999E-4,1.724,2,4.6182900000000003E-4,{"$f":"IF($B2082>$F2082,0,IF($C2082>$G2082,0,ROUND((((($F2082-$B2082)/100)*IF('DBH-Upgrade'!$K$6='DBH-Upgrade'!$K$8,$CC2096,($BF2082/(($F2082-18)/100))))+((($B2082-18)/100)*$CB2096))*IF($E2082>50,IF($G2082=11,(1-(($E2082-50)*0.005)),IF($G2082=16,(1-(($E2082-50)*0.005)),IF($G2082=21,(1-(($E2082-50)*0.005)),1))),1)*$CE2096,0)))","v":0},{"$f":"IF($B2082>$F2082,0,IF($C2082>$G2082,0,ROUND((((($F2082-$B2082)/100)*IF('DBH-Upgrade'!$K$6='DBH-Upgrade'!$K$8,$CC2096,($BF2082/(($F2082-18)/100))))+((($B2082-18)/100)*$CB2096))*IF($E2082>50,IF($G2082=11,(1-(($E2082-50)*0.005)),IF($G2082=16,(1-(($E2082-50)*0.005)),IF($G2082=21,(1-(($E2082-50)*0.005)),1))),1)*$CD2096,0)))","v":0},{"$f":"IF($B2082>$F2082,0,IF($C2082>$G2082,0,ROUND((((($F2082-$B2082)/100)*IF('DBH-Upgrade'!$K$6='DBH-Upgrade'!$K$8,$CC2096,($BF2082/(($F2082-18)/100))))+((($B2082-18)/100)*$CB2096))*IF($E2082>50,IF($G2082=11,(1-(($E2082-50)*0.005)),IF($G2082=16,(1-(($E2082-50)*0.005)),IF($G2082=21,(1-(($E2082-50)*0.005)),1))),1),0)))","v":0},1.01,1.01,1.01,0,0,0,0,0,0,0,0,0,0.6,"DBH-unit is too long!","DBH-unit is too long!","DBH-unit is too long!",null,815,null,0.8,null,null,0,"DBH-unit is too long!","DBH-unit is too long!","DBH-unit is too long!",null,1,1,1,0,0,0,null,0,0,0,1,{"$error":"#VALUE!"},3682,458,{"$error":"#VALUE!"},0.7585639347228863,0.69425955238573378,null,1,1,0.99999999999999978,0.99999999999999978,null,0]
["330701010",{"$f":"'DBH-Upgrade'!$K$8-$CL2086","v":70},10,3,30,70,10,11.5,0,26,30,41,520.20000000000005,{"$f":"IF($B2086>$F2086,0,IF($C2086>$G2086,0,ROUND((((($F2086-$B2086)/100)*IF('DBH-Upgrade'!$K$6='DBH-Upgrade'!$K$8,$BZ2100,($BE2086/(($F2086-18)/100))))+((($B2086-18)/100)*$CA2100))*$CE2100,0)))","v":1030},{"$f":"IF($B2086>$F2086,0,IF($C2086>$G2086,0,ROUND((((($F2086-$B2086)/100)*IF('DBH-Upgrade'!$K$6='DBH-Upgrade'!$K$8,$BZ2100,($BE2086/(($F2086-18)/100))))+((($B2086-18)/100)*$CA2100))*$CD2100,0)))","v":1104},{"$f":"IF($B2086>$F2086,0,IF($C2086>$G2086,0,ROUND(((($F2086-$B2086)/100)*IF('DBH-Upgrade'!$K$6='DBH-Upgrade'!$K$8,$BZ2100,($BE2086/(($F2086-18)/100))))+((($B2086-18)/100)*$CA2100),0)))","v":1320},1.5,1.08,1.08,1.08,520,{"$f":"IF($B2086>$F2086,0,IF($C2086>$G2086,0,ROUND(((($F2086-$B2086)/100)*(IF('DBH-Upgrade'!$K$6='DBH-Upgrade'!$K$8,$BZ2100,($BE2086/(($F2086-18)/100))))*$CH2100)+((($B2086-18)/100)*$CA2100*$CE2100*$CG2100),0)))","v":1030},{"$f":"IF($B2086>$F2086,0,IF($C2086>$G2086,0,ROUND(((($F2086-$B2086)/100)*(IF('DBH-Upgrade'!$K$6='DBH-Upgrade'!$K$8,$BZ2100,($BE2086/(($F2086-18)/100))))*$CH2100)+((($B2086-18)/100)*$CA2100*$CD2100*$CG2100),0)))","v":1104},{"$f":"IF($B2086>$F2086,0,IF($C2086>$G2086,0,ROUND(((($F2086-$B2086)/100)*(IF('DBH-Upgrade'!$K$6='DBH-Upgrade'!$K$8,$BZ2100,($BE2086/(($F2086-18)/100))))*$CH2100)+((($B2086-18)/100)*$CA2100*$CG2100),0)))","v":1320},45,89,95,114,1.0479147115270298E-2,3.8924960889446435E-2,4.4146590218265697E-2,6.2778209343462163E-2,3.969E-4,1.7345999999999999,2,3.6734700000000002E-4,{"$f":"IF($B2086>$F2086,0,IF($C2086>$G2086,0,ROUND((((($F2086-$B2086)/100)*IF('DBH-Upgrade'!$K$6='DBH-Upgrade'!$K$8,$CC2100,($BF2086/(($F2086-18)/100))))+((($B2086-18)/100)*$CB2100))*IF($E2086>50,IF($G2086=11,(1-(($E2086-50)*0.005)),IF($G2086=16,(1-(($E2086-50)*0.005)),IF($G2086=21,(1-(($E2086-50)*0.005)),1))),1)*$CE2100,0)))","v":143},{"$f":"IF($B2086>$F2086,0,IF($C2086>$G2086,0,ROUND((((($F2086-$B2086)/100)*IF('DBH-Upgrade'!$K$6='DBH-Upgrade'!$K$8,$CC2100,($BF2086/(($F2086-18)/100))))+((($B2086-18)/100)*$CB2100))*IF($E2086>50,IF($G2086=11,(1-(($E2086-50)*0.005)),IF($G2086=16,(1-(($E2086-50)*0.005)),IF($G2086=21,(1-(($E2086-50)*0.005)),1))),1)*$CD2100,0)))","v":153},{"$f":"IF($B2086>$F2086,0,IF($C2086>$G2086,0,ROUND((((($F2086-$B2086)/100)*IF('DBH-Upgrade'!$K$6='DBH-Upgrade'!$K$8,$CC2100,($BF2086/(($F2086-18)/100))))+((($B2086-18)/100)*$CB2100))*IF($E2086>50,IF($G2086=11,(1-(($E2086-50)*0.005)),IF($G2086=16,(1-(($E2086-50)*0.005)),IF($G2086=21,(1-(($E2086-50)*0.005)),1))),1),0)))","v":183},0.98,0.98,0.98,143,153,183,61,66,79,1.8801217016227327E-2,2.1878764945327631E-2,3.093277823234393E-2,0.5,5.5,5.9,7.9,null,578,null,0.9,null,null,0,13.2,15.1,21.85,null,1,1,1,143,153,183,null,0,0,0,1,1127,2539,352,62,0.75,0.68,null,1,1,0.99999999999999978,0.99999999999999978,null,0]
["330801510",{"$f":"'DBH-Upgrade'!$K$8-$CL2094","v":70},10,3,30,80,15,16.5,0,26,30,41.8,869.6,{"$f":"IF($B2094>$F2094,0,IF($C2094>$G2094,0,ROUND((((($F2094-$B2094)/100)*IF('DBH-Upgrade'!$K$6='DBH-Upgrade'!$K$8,$BZ2108,($BE2094/(($F2094-18)/100))))+((($B2094-18)/100)*$CA2108))*$CE2108,0)))","v":{"$error":"#VALUE!"}},{"$f":"IF($B2094>$F2094,0,IF($C2094>$G2094,0,ROUND((((($F2094-$B2094)/100)*IF('DBH-Upgrade'!$K$6='DBH-Upgrade'!$K$8,$BZ2108,($BE2094/(($F2094-18)/100))))+((($B2094-18)/100)*$CA2108))*$CD2108,0)))","v":{"$error":"#VALUE!"}},{"$f":"IF($B2094>$F2094,0,IF($C2094>$G2094,0,ROUND(((($F2094-$B2094)/100)*IF('DBH-Upgrade'!$K$6='DBH-Upgrade'!$K$8,$BZ2108,($BE2094/(($F2094-18)/100))))+((($B2094-18)/100)*$CA2108),0)))","v":{"$error":"#VALUE!"}},1.5,1.08,1.08,1.08,870,{"$f":"IF($B2094>$F2094,0,IF($C2094>$G2094,0,ROUND(((($F2094-$B2094)/100)*(IF('DBH-Upgrade'!$K$6='DBH-Upgrade'!$K$8,$BZ2108,($BE2094/(($F2094-18)/100))))*$CH2108)+((($B2094-18)/100)*$CA2108*$CE2108*$CG2108),0)))","v":{"$error":"#VALUE!"}},{"$f":"IF($B2094>$F2094,0,IF($C2094>$G2094,0,ROUND(((($F2094-$B2094)/100)*(IF('DBH-Upgrade'!$K$6='DBH-Upgrade'!$K$8,$BZ2108,($BE2094/(($F2094-18)/100))))*$CH2108)+((($B2094-18)/100)*$CA2108*$CD2108*$CG2108),0)))","v":{"$error":"#VALUE!"}},{"$f":"IF($B2094>$F2094,0,IF($C2094>$G2094,0,ROUND(((($F2094-$B2094)/100)*(IF('DBH-Upgrade'!$K$6='DBH-Upgrade'!$K$8,$BZ2108,($BE2094/(($F2094-18)/100))))*$CH2108)+((($B2094-18)/100)*$CA2108*$CG2108),0)))","v":{"$error":"#VALUE!"}},75,{"$error":"#VALUE!"},{"$error":"#VALUE!"},{"$error":"#VALUE!"},3.0033994714674123E-2,{"$error":"#VALUE!"},{"$error":"#VALUE!"},{"$error":"#VALUE!"},2.0829999999999999E-4,1.724,2,4.6182900000000003E-4,{"$f":"IF($B2094>$F2094,0,IF($C2094>$G2094,0,ROUND((((($F2094-$B2094)/100)*IF('DBH-Upgrade'!$K$6='DBH-Upgrade'!$K$8,$CC2108,($BF2094/(($F2094-18)/100))))+((($B2094-18)/100)*$CB2108))*IF($E2094>50,IF($G2094=11,(1-(($E2094-50)*0.005)),IF($G2094=16,(1-(($E2094-50)*0.005)),IF($G2094=21,(1-(($E2094-50)*0.005)),1))),1)*$CE2108,0)))","v":{"$error":"#VALUE!"}},{"$f":"IF($B2094>$F2094,0,IF($C2094>$G2094,0,ROUND((((($F2094-$B2094)/100)*IF('DBH-Upgrade'!$K$6='DBH-Upgrade'!$K$8,$CC2108,($BF2094/(($F2094-18)/100))))+((($B2094-18)/100)*$CB2108))*IF($E2094>50,IF($G2094=11,(1-(($E2094-50)*0.005)),IF($G2094=16,(1-(($E2094-50)*0.005)),IF($G2094=21,(1-(($E2094-50)*0.005)),1))),1)*$CD2108,0)))","v":{"$error":"#VALUE!"}},{"$f":"IF($B2094>$F2094,0,IF($C2094>$G2094,0,ROUND((((($F2094-$B2094)/100)*IF('DBH-Upgrade'!$K$6='DBH-Upgrade'!$K$8,$CC2108,($BF2094/(($F2094-18)/100))))+((($B2094-18)/100)*$CB2108))*IF($E2094>50,IF($G2094=11,(1-(($E2094-50)*0.005)),IF($G2094=16,(1-(($E2094-50)*0.005)),IF($G2094=21,(1-(($E2094-50)*0.005)),1))),1),0)))","v":{"$error":"#VALUE!"}},1.01,1.01,1.01,184,197,264,79,85,114,3.3250765189717466E-2,3.8377436549587036E-2,6.8236790727572688E-2,0.8,5.5,5.9,7.9,null,1087,null,0.8,null,null,0,13.2,15.1,21.85,null,1,1,1,184,197,264,null,0,0,0,1,1127,2539,352,62,0.8452517014716241,0.78929861482598995,null,1,1,0.99999999999999978,0.99999999999999978,null,0]
["330902010",{"$f":"'DBH-Upgrade'!$K$8-$CL2102","v":70},10,3,30,90,20,21.5,0,26,30,42.4,1372,{"$f":"IF($B2102>$F2102,0,IF($C2102>$G2102,0,ROUND((((($F2102-$B2102)/100)*IF('DBH-Upgrade'!$K$6='DBH-Upgrade'!$K$8,$BZ2116,($BE2102/(($F2102-18)/100))))+((($B2102-18)/100)*$CA2116))*$CE2116,0)))","v":{"$error":"#VALUE!"}},{"$f":"IF($B2102>$F2102,0,IF($C2102>$G2102,0,ROUND((((($F2102-$B2102)/100)*IF('DBH-Upgrade'!$K$6='DBH-Upgrade'!$K$8,$BZ2116,($BE2102/(($F2102-18)/100))))+((($B2102-18)/100)*$CA2116))*$CD2116,0)))","v":{"$error":"#VALUE!"}},{"$f":"IF($B2102>$F2102,0,IF($C2102>$G2102,0,ROUND(((($F2102-$B2102)/100)*IF('DBH-Upgrade'!$K$6='DBH-Upgrade'!$K$8,$BZ2116,($BE2102/(($F2102-18)/100))))+((($B2102-18)/100)*$CA2116),0)))","v":{"$error":"#VALUE!"}},1.5,1.08,1.08,1.08,1372,{"$f":"IF($B2102>$F2102,0,IF($C2102>$G2102,0,ROUND(((($F2102-$B2102)/100)*(IF('DBH-Upgrade'!$K$6='DBH-Upgrade'!$K$8,$BZ2116,($BE2102/(($F2102-18)/100))))*$CH2116)+((($B2102-18)/100)*$CA2116*$CE2116*$CG2116),0)))","v":{"$error":"#VALUE!"}},{"$f":"IF($B2102>$F2102,0,IF($C2102>$G2102,0,ROUND(((($F2102-$B2102)/100)*(IF('DBH-Upgrade'!$K$6='DBH-Upgrade'!$K$8,$BZ2116,($BE2102/(($F2102-18)/100))))*$CH2116)+((($B2102-18)/100)*$CA2116*$CD2116*$CG2116),0)))","v":{"$error":"#VALUE!"}},{"$f":"IF($B2102>$F2102,0,IF($C2102>$G2102,0,ROUND(((($F2102-$B2102)/100)*(IF('DBH-Upgrade'!$K$6='DBH-Upgrade'!$K$8,$BZ2116,($BE2102/(($F2102-18)/100))))*$CH2116)+((($B2102-18)/100)*$CA2116*$CG2116),0)))","v":{"$error":"#VALUE!"}},118,{"$error":"#VALUE!"},{"$error":"#VALUE!"},{"$error":"#VALUE!"},5.8376104485571949E-2,{"$error":"#VALUE!"},{"$error":"#VALUE!"},{"$error":"#VALUE!"},1.2760000000000001E-4,1.7219,2,3.76611E-4,{"$f":"IF($B2102>$F2102,0,IF($C2102>$G2102,0,ROUND((((($F2102-$B2102)/100)*IF('DBH-Upgrade'!$K$6='DBH-Upgrade'!$K$8,$CC2116,($BF2102/(($F2102-18)/100))))+((($B2102-18)/100)*$CB2116))*IF($E2102>50,IF($G2102=11,(1-(($E2102-50)*0.005)),IF($G2102=16,(1-(($E2102-50)*0.005)),IF($G2102=21,(1-(($E2102-50)*0.005)),1))),1)*$CE2116,0)))","v":{"$error":"#VALUE!"}},{"$f":"IF($B2102>$F2102,0,IF($C2102>$G2102,0,ROUND((((($F2102-$B2102)/100)*IF('DBH-Upgrade'!$K$6='DBH-Upgrade'!$K$8,$CC2116,($BF2102/(($F2102-18)/100))))+((($B2102-18)/100)*$CB2116))*IF($E2102>50,IF($G2102=11,(1-(($E2102-50)*0.005)),IF($G2102=16,(1-(($E2102-50)*0.005)),IF($G2102=21,(1-(($E2102-50)*0.005)),1))),1)*$CD2116,0)))","v":{"$error":"#VALUE!"}},{"$f":"IF($B2102>$F2102,0,IF($C2102>$G2102,0,ROUND((((($F2102-$B2102)/100)*IF('DBH-Upgrade'!$K$6='DBH-Upgrade'!$K$8,$CC2116,($BF2102/(($F2102-18)/100))))+((($B2102-18)/100)*$CB2116))*IF($E2102>50,IF($G2102=11,(1-(($E2102-50)*0.005)),IF($G2102=16,(1-(($E2102-50)*0.005)),IF($G2102=21,(1-(($E2102-50)*0.005)),1))),1),0)))","v":{"$error":"#VALUE!"}},0.95,0.95,0.95,182,196,238,78,84,102,2.5879482182604913E-2,2.993305369534191E-2,4.3834427196312926E-2,1.2,5.5,5.9,7.9,null,1715,null,0.8,null,null,0,13.2,15.1,21.85,null,1,1,1,182,196,238,null,0,0,0,1,{"$error":"#VALUE!"},3301,508,{"$error":"#VALUE!"},0.75555534806492441,0.70383877729866806,null,1,1,0.99999999999999978,0.99999999999999978,null,0]
[{"$f":"CONCATENATE(D2107,E2107,F2107,G2107,C2107)","v":"3301001610"},{"$f":"'DBH-Upgrade'!$K$8-$CL2107","v":70},10,3,30,100,16,16.5,0,26,30,43,1006.4000000000001,{"$f":"IF($B2107>$F2107,0,IF($C2107>$G2107,0,ROUND((((($F2107-$B2107)/100)*IF('DBH-Upgrade'!$K$6='DBH-Upgrade'!$K$8,$BZ2121,($BE2107/(($F2107-18)/100))))+((($B2107-18)/100)*$CA2121))*$CE2121,0)))","v":{"$error":"#VALUE!"}},{"$f":"IF($B2107>$F2107,0,IF($C2107>$G2107,0,ROUND((((($F2107-$B2107)/100)*IF('DBH-Upgrade'!$K$6='DBH-Upgrade'!$K$8,$BZ2121,($BE2107/(($F2107-18)/100))))+((($B2107-18)/100)*$CA2121))*$CD2121,0)))","v":{"$error":"#VALUE!"}},{"$f":"IF($B2107>$F2107,0,IF($C2107>$G2107,0,ROUND(((($F2107-$B2107)/100)*IF('DBH-Upgrade'!$K$6='DBH-Upgrade'!$K$8,$BZ2121,($BE2107/(($F2107-18)/100))))+((($B2107-18)/100)*$CA2121),0)))","v":{"$error":"#VALUE!"}},1.5,1.1000000000000001,1.1000000000000001,1.1000000000000001,1006,{"$f":"IF($B2107>$F2107,0,IF($C2107>$G2107,0,ROUND(((($F2107-$B2107)/100)*(IF('DBH-Upgrade'!$K$6='DBH-Upgrade'!$K$8,$BZ2121,($BE2107/(($F2107-18)/100))))*$CH2121)+((($B2107-18)/100)*$CA2121*$CE2121*$CG2121),0)))","v":{"$error":"#VALUE!"}},{"$f":"IF($B2107>$F2107,0,IF($C2107>$G2107,0,ROUND(((($F2107-$B2107)/100)*(IF('DBH-Upgrade'!$K$6='DBH-Upgrade'!$K$8,$BZ2121,($BE2107/(($F2107-18)/100))))*$CH2121)+((($B2107-18)/100)*$CA2121*$CD2121*$CG2121),0)))","v":{"$error":"#VALUE!"}},{"$f":"IF($B2107>$F2107,0,IF($C2107>$G2107,0,ROUND(((($F2107-$B2107)/100)*(IF('DBH-Upgrade'!$K$6='DBH-Upgrade'!$K$8,$BZ2121,($BE2107/(($F2107-18)/100))))*$CH2121)+((($B2107-18)/100)*$CA2121*$CG2121),0)))","v":{"$error":"#VALUE!"}},87,{"$error":"#VALUE!"},{"$error":"#VALUE!"},{"$error":"#VALUE!"},0.11873572073391116,{"$error":"#VALUE!"},{"$error":"#VALUE!"},{"$error":"#VALUE!"},2.0829999999999999E-4,1.724,4,1.392796E-3,{"$f":"IF($B2107>$F2107,0,IF($C2107>$G2107,0,ROUND((((($F2107-$B2107)/100)*IF('DBH-Upgrade'!$K$6='DBH-Upgrade'!$K$8,$CC2121,($BF2107/(($F2107-18)/100))))+((($B2107-18)/100)*$CB2121))*IF($E2107>50,IF($G2107=11,(1-(($E2107-50)*0.005)),IF($G2107=16,(1-(($E2107-50)*0.005)),IF($G2107=21,(1-(($E2107-50)*0.005)),1))),1)*$CE2121,0)))","v":{"$error":"#VALUE!"}},{"$f":"IF($B2107>$F2107,0,IF($C2107>$G2107,0,ROUND((((($F2107-$B2107)/100)*IF('DBH-Upgrade'!$K$6='DBH-Upgrade'!$K$8,$CC2121,($BF2107/(($F2107-18)/100))))+((($B2107-18)/100)*$CB2121))*IF($E2107>50,IF($G2107=11,(1-(($E2107-50)*0.005)),IF($G2107=16,(1-(($E2107-50)*0.005)),IF($G2107=21,(1-(($E2107-50)*0.005)),1))),1)*$CD2121,0)))","v":{"$error":"#VALUE!"}},{"$f":"IF($B2107>$F2107,0,IF($C2107>$G2107,0,ROUND((((($F2107-$B2107)/100)*IF('DBH-Upgrade'!$K$6='DBH-Upgrade'!$K$8,$CC2121,($BF2107/(($F2107-18)/100))))+((($B2107-18)/100)*$CB2121))*IF($E2107>50,IF($G2107=11,(1-(($E2107-50)*0.005)),IF($G2107=16,(1-(($E2107-50)*0.005)),IF($G2107=21,(1-(($E2107-50)*0.005)),1))),1),0)))","v":{"$error":"#VALUE!"}},0.95,0.95,0.95,294,315,434,126,135,187,0.24590495238643539,0.28165643755977826,0.53499636048815336,2,5.5,5.9,7.9,null,1480,null,0.68,null,null,0,13.2,15.1,21.85,null,1,1,1,294,315,434,null,0,0,0,1,2263,3445,577,50,0.82845886137907021,0.77133936020072458,null,1,1,0.99999999999999978,0.99999999999999978,null,{"$f":"IF($G2107=10,IF($F2107=280,20,IF($F2107=300,40,0)),IF($G2107=11,IF($F2107=280,20,IF($F2107=300,40,0)),IF($G2107=15,IF($F2107=70,10,IF($F2107=110,10,IF($F2107=180,20,IF($F2107=260,20,IF($F2107=300,20,0))))),IF($G2107=16,IF($F2107=70,10,IF($F2107=110,10,IF($F2107=180,20,IF($F2107=260,20,IF($F2107=300,20,0))))),IF($G2107=20,IF($F2107=70,10,IF($F2107=110,10,IF($F2107=180,20,IF($F2107=260,20,IF($F2107=300,20,0))))),IF($G2107=21,IF($F2107=70,10,IF($F2107=110,10,IF($F2107=180,20,IF($F2107=260,20,IF($F2107=300,20,0))))),\"Error\"))))))","v":0}]
["3301102010",{"$f":"'DBH-Upgrade'!$K$8-$CL2114","v":60},10,3,30,110,20,21.5,0,26,30,43.5,1677.6000000000001,{"$f":"IF($B2114>$F2114,0,IF($C2114>$G2114,0,ROUND((((($F2114-$B2114)/100)*IF('DBH-Upgrade'!$K$6='DBH-Upgrade'!$K$8,$BZ2128,($BE2114/(($F2114-18)/100))))+((($B2114-18)/100)*$CA2128))*$CE2128,0)))","v":{"$error":"#VALUE!"}},{"$f":"IF($B2114>$F2114,0,IF($C2114>$G2114,0,ROUND((((($F2114-$B2114)/100)*IF('DBH-Upgrade'!$K$6='DBH-Upgrade'!$K$8,$BZ2128,($BE2114/(($F2114-18)/100))))+((($B2114-18)/100)*$CA2128))*$CD2128,0)))","v":{"$error":"#VALUE!"}},{"$f":"IF($B2114>$F2114,0,IF($C2114>$G2114,0,ROUND(((($F2114-$B2114)/100)*IF('DBH-Upgrade'!$K$6='DBH-Upgrade'!$K$8,$BZ2128,($BE2114/(($F2114-18)/100))))+((($B2114-18)/100)*$CA2128),0)))","v":{"$error":"#VALUE!"}},1.5,1.08,1.08,1.08,1678,{"$f":"IF($B2114>$F2114,0,IF($C2114>$G2114,0,ROUND(((($F2114-$B2114)/100)*(IF('DBH-Upgrade'!$K$6='DBH-Upgrade'!$K$8,$BZ2128,($BE2114/(($F2114-18)/100))))*$CH2128)+((($B2114-18)/100)*$CA2128*$CE2128*$CG2128),0)))","v":{"$error":"#VALUE!"}},{"$f":"IF($B2114>$F2114,0,IF($C2114>$G2114,0,ROUND(((($F2114-$B2114)/100)*(IF('DBH-Upgrade'!$K$6='DBH-Upgrade'!$K$8,$BZ2128,($BE2114/(($F2114-18)/100))))*$CH2128)+((($B2114-18)/100)*$CA2128*$CD2128*$CG2128),0)))","v":{"$error":"#VALUE!"}},{"$f":"IF($B2114>$F2114,0,IF($C2114>$G2114,0,ROUND(((($F2114-$B2114)/100)*(IF('DBH-Upgrade'!$K$6='DBH-Upgrade'!$K$8,$BZ2128,($BE2114/(($F2114-18)/100))))*$CH2128)+((($B2114-18)/100)*$CA2128*$CG2128),0)))","v":{"$error":"#VALUE!"}},144,{"$error":"#VALUE!"},{"$error":"#VALUE!"},{"$error":"#VALUE!"},8.8978726539174088E-2,{"$error":"#VALUE!"},{"$error":"#VALUE!"},{"$error":"#VALUE!"},1.2760000000000001E-4,1.7219,2,3.76611E-4,{"$f":"IF($B2114>$F2114,0,IF($C2114>$G2114,0,ROUND((((($F2114-$B2114)/100)*IF('DBH-Upgrade'!$K$6='DBH-Upgrade'!$K$8,$CC2128,($BF2114/(($F2114-18)/100))))+((($B2114-18)/100)*$CB2128))*IF($E2114>50,IF($G2114=11,(1-(($E2114-50)*0.005)),IF($G2114=16,(1-(($E2114-50)*0.005)),IF($G2114=21,(1-(($E2114-50)*0.005)),1))),1)*$CE2128,0)))","v":{"$error":"#VALUE!"}},{"$f":"IF($B2114>$F2114,0,IF($C2114>$G2114,0,ROUND((((($F2114-$B2114)/100)*IF('DBH-Upgrade'!$K$6='DBH-Upgrade'!$K$8,$CC2128,($BF2114/(($F2114-18)/100))))+((($B2114-18)/100)*$CB2128))*IF($E2114>50,IF($G2114=11,(1-(($E2114-50)*0.005)),IF($G2114=16,(1-(($E2114-50)*0.005)),IF($G2114=21,(1-(($E2114-50)*0.005)),1))),1)*$CD2128,0)))","v":{"$error":"#VALUE!"}},{"$f":"IF($B2114>$F2114,0,IF($C2114>$G2114,0,ROUND((((($F2114-$B2114)/100)*IF('DBH-Upgrade'!$K$6='DBH-Upgrade'!$K$8,$CC2128,($BF2114/(($F2114-18)/100))))+((($B2114-18)/100)*$CB2128))*IF($E2114>50,IF($G2114=11,(1-(($E2114-50)*0.005)),IF($G2114=16,(1-(($E2114-50)*0.005)),IF($G2114=21,(1-(($E2114-50)*0.005)),1))),1),0)))","v":{"$error":"#VALUE!"}},0.95,0.95,0.95,145,157,192,62,68,83,1.7104035425815133E-2,2.0485695911409248E-2,3.024559484806788E-2,1.5,5.5,5.9,7.9,null,2097,null,0.8,null,null,0,13.2,15.1,21.85,null,1,1,1,145,157,192,null,0,0,0,1,{"$error":"#VALUE!"},3301,508,{"$error":"#VALUE!"},0.73429802939744349,0.68540112539231846,null,1,1,0.99999999999999978,0.99999999999999978,null,10]
["3301201610",{"$f":"'DBH-Upgrade'!$K$8-$CL2119","v":70},10,3,30,120,16,16.5,0,26,30,44,1207.68,{"$f":"IF($B2119>$F2119,0,IF($C2119>$G2119,0,ROUND((((($F2119-$B2119)/100)*IF('DBH-Upgrade'!$K$6='DBH-Upgrade'!$K$8,$BZ2133,($BE2119/(($F2119-18)/100))))+((($B2119-18)/100)*$CA2133))*$CE2133,0)))","v":{"$error":"#VALUE!"}},{"$f":"IF($B2119>$F2119,0,IF($C2119>$G2119,0,ROUND((((($F2119-$B2119)/100)*IF('DBH-Upgrade'!$K$6='DBH-Upgrade'!$K$8,$BZ2133,($BE2119/(($F2119-18)/100))))+((($B2119-18)/100)*$CA2133))*$CD2133,0)))","v":{"$error":"#VALUE!"}},{"$f":"IF($B2119>$F2119,0,IF($C2119>$G2119,0,ROUND(((($F2119-$B2119)/100)*IF('DBH-Upgrade'!$K$6='DBH-Upgrade'!$K$8,$BZ2133,($BE2119/(($F2119-18)/100))))+((($B2119-18)/100)*$CA2133),0)))","v":{"$error":"#VALUE!"}},1.5,1.1000000000000001,1.1000000000000001,1.1000000000000001,1208,{"$f":"IF($B2119>$F2119,0,IF($C2119>$G2119,0,ROUND(((($F2119-$B2119)/100)*(IF('DBH-Upgrade'!$K$6='DBH-Upgrade'!$K$8,$BZ2133,($BE2119/(($F2119-18)/100))))*$CH2133)+((($B2119-18)/100)*$CA2133*$CE2133*$CG2133),0)))","v":{"$error":"#VALUE!"}},{"$f":"IF($B2119>$F2119,0,IF($C2119>$G2119,0,ROUND(((($F2119-$B2119)/100)*(IF('DBH-Upgrade'!$K$6='DBH-Upgrade'!$K$8,$BZ2133,($BE2119/(($F2119-18)/100))))*$CH2133)+((($B2119-18)/100)*$CA2133*$CD2133*$CG2133),0)))","v":{"$error":"#VALUE!"}},{"$f":"IF($B2119>$F2119,0,IF($C2119>$G2119,0,ROUND(((($F2119-$B2119)/100)*(IF('DBH-Upgrade'!$K$6='DBH-Upgrade'!$K$8,$BZ2133,($BE2119/(($F2119-18)/100))))*$CH2133)+((($B2119-18)/100)*$CA2133*$CG2133),0)))","v":{"$error":"#VALUE!"}},104,{"$error":"#VALUE!"},{"$error":"#VALUE!"},{"$error":"#VALUE!"},0.17351433022019377,{"$error":"#VALUE!"},{"$error":"#VALUE!"},{"$error":"#VALUE!"},2.0829999999999999E-4,1.724,4,1.392796E-3,{"$f":"IF($B2119>$F2119,0,IF($C2119>$G2119,0,ROUND((((($F2119-$B2119)/100)*IF('DBH-Upgrade'!$K$6='DBH-Upgrade'!$K$8,$CC2133,($BF2119/(($F2119-18)/100))))+((($B2119-18)/100)*$CB2133))*IF($E2119>50,IF($G2119=11,(1-(($E2119-50)*0.005)),IF($G2119=16,(1-(($E2119-50)*0.005)),IF($G2119=21,(1-(($E2119-50)*0.005)),1))),1)*$CE2133,0)))","v":{"$error":"#VALUE!"}},{"$f":"IF($B2119>$F2119,0,IF($C2119>$G2119,0,ROUND((((($F2119-$B2119)/100)*IF('DBH-Upgrade'!$K$6='DBH-Upgrade'!$K$8,$CC2133,($BF2119/(($F2119-18)/100))))+((($B2119-18)/100)*$CB2133))*IF($E2119>50,IF($G2119=11,(1-(($E2119-50)*0.005)),IF($G2119=16,(1-(($E2119-50)*0.005)),IF($G2119=21,(1-(($E2119-50)*0.005)),1))),1)*$CD2133,0)))","v":{"$error":"#VALUE!"}},{"$f":"IF($B2119>$F2119,0,IF($C2119>$G2119,0,ROUND((((($F2119-$B2119)/100)*IF('DBH-Upgrade'!$K$6='DBH-Upgrade'!$K$8,$CC2133,($BF2119/(($F2119-18)/100))))+((($B2119-18)/100)*$CB2133))*IF($E2119>50,IF($G2119=11,(1-(($E2119-50)*0.005)),IF($G2119=16,(1-(($E2119-50)*0.005)),IF($G2119=21,(1-(($E2119-50)*0.005)),1))),1),0)))","v":{"$error":"#VALUE!"}},0.95,0.95,0.95,291,312,434,125,134,187,0.24881145330214893,0.28515389727250756,0.54847544084164712,2.4,5.5,5.9,7.9,null,1776,null,0.68,null,null,0,13.2,15.1,21.85,null,1,1,1,291,312,434,null,0,0,0,1,2263,3445,577,50,0.81466996609637188,0.75619868948084668,null,1,1,0.99999999999999978,0.99999999999999978,null,0]
["3301402110",{"$f":"'DBH-Upgrade'!$K$8-$CL2127","v":70},10,3,30,140,21,21.5,0,26,30,44.8,2181.6,{"$f":"IF($B2127>$F2127,0,IF($C2127>$G2127,0,ROUND((((($F2127-$B2127)/100)*IF('DBH-Upgrade'!$K$6='DBH-Upgrade'!$K$8,$BZ2141,($BE2127/(($F2127-18)/100))))+((($B2127-18)/100)*$CA2141))*$CE2141,0)))","v":{"$error":"#VALUE!"}},{"$f":"IF($B2127>$F2127,0,IF($C2127>$G2127,0,ROUND((((($F2127-$B2127)/100)*IF('DBH-Upgrade'!$K$6='DBH-Upgrade'!$K$8,$BZ2141,($BE2127/(($F2127-18)/100))))+((($B2127-18)/100)*$CA2141))*$CD2141,0)))","v":{"$error":"#VALUE!"}},{"$f":"IF($B2127>$F2127,0,IF($C2127>$G2127,0,ROUND(((($F2127-$B2127)/100)*IF('DBH-Upgrade'!$K$6='DBH-Upgrade'!$K$8,$BZ2141,($BE2127/(($F2127-18)/100))))+((($B2127-18)/100)*$CA2141),0)))","v":{"$error":"#VALUE!"}},1.5,1.05,1.05,1.05,2182,{"$f":"IF($B2127>$F2127,0,IF($C2127>$G2127,0,ROUND(((($F2127-$B2127)/100)*(IF('DBH-Upgrade'!$K$6='DBH-Upgrade'!$K$8,$BZ2141,($BE2127/(($F2127-18)/100))))*$CH2141)+((($B2127-18)/100)*$CA2141*$CE2141*$CG2141),0)))","v":{"$error":"#VALUE!"}},{"$f":"IF($B2127>$F2127,0,IF($C2127>$G2127,0,ROUND(((($F2127-$B2127)/100)*(IF('DBH-Upgrade'!$K$6='DBH-Upgrade'!$K$8,$BZ2141,($BE2127/(($F2127-18)/100))))*$CH2141)+((($B2127-18)/100)*$CA2141*$CD2141*$CG2141),0)))","v":{"$error":"#VALUE!"}},{"$f":"IF($B2127>$F2127,0,IF($C2127>$G2127,0,ROUND(((($F2127-$B2127)/100)*(IF('DBH-Upgrade'!$K$6='DBH-Upgrade'!$K$8,$BZ2141,($BE2127/(($F2127-18)/100))))*$CH2141)+((($B2127-18)/100)*$CA2141*$CG2141),0)))","v":{"$error":"#VALUE!"}},188,{"$error":"#VALUE!"},{"$error":"#VALUE!"},{"$error":"#VALUE!"},0.2298649553760217,{"$error":"#VALUE!"},{"$error":"#VALUE!"},{"$error":"#VALUE!"},1.2760000000000001E-4,1.7219,4,5.1420100000000005E-4,{"$f":"IF($B2127>$F2127,0,IF($C2127>$G2127,0,ROUND((((($F2127-$B2127)/100)*IF('DBH-Upgrade'!$K$6='DBH-Upgrade'!$K$8,$CC2141,($BF2127/(($F2127-18)/100))))+((($B2127-18)/100)*$CB2141))*IF($E2127>50,IF($G2127=11,(1-(($E2127-50)*0.005)),IF($G2127=16,(1-(($E2127-50)*0.005)),IF($G2127=21,(1-(($E2127-50)*0.005)),1))),1)*$CE2141,0)))","v":{"$error":"#VALUE!"}},{"$f":"IF($B2127>$F2127,0,IF($C2127>$G2127,0,ROUND((((($F2127-$B2127)/100)*IF('DBH-Upgrade'!$K$6='DBH-Upgrade'!$K$8,$CC2141,($BF2127/(($F2127-18)/100))))+((($B2127-18)/100)*$CB2141))*IF($E2127>50,IF($G2127=11,(1-(($E2127-50)*0.005)),IF($G2127=16,(1-(($E2127-50)*0.005)),IF($G2127=21,(1-(($E2127-50)*0.005)),1))),1)*$CD2141,0)))","v":{"$error":"#VALUE!"}},{"$f":"IF($B2127>$F2127,0,IF($C2127>$G2127,0,ROUND((((($F2127-$B2127)/100)*IF('DBH-Upgrade'!$K$6='DBH-Upgrade'!$K$8,$CC2141,($BF2127/(($F2127-18)/100))))+((($B2127-18)/100)*$CB2141))*IF($E2127>50,IF($G2127=11,(1-(($E2127-50)*0.005)),IF($G2127=16,(1-(($E2127-50)*0.005)),IF($G2127=21,(1-(($E2127-50)*0.005)),1))),1),0)))","v":{"$error":"#VALUE!"}},0.85,0.85,0.85,260,278,390,112,120,168,8.4427902267707702E-2,9.6456928777545262E-2,0.184872326819261,3.7,5.5,5.9,7.9,null,2727,null,0.8,null,null,0,13.2,15.1,21.85,null,1,1,1,260,278,390,null,0,0,0,1,{"$error":"#VALUE!"},4479,834,{"$error":"#VALUE!"},0.72541359909535208,0.67746340042029107,null,1,1,0.99999999999999978,0.99999999999999978,null,0]
["3301602010",{"$f":"'DBH-Upgrade'!$K$8-$CL2132","v":70},10,3,30,160,20,21.5,0,26,30,45.5,2440,{"$f":"IF($B2132>$F2132,0,IF($C2132>$G2132,0,ROUND((((($F2132-$B2132)/100)*IF('DBH-Upgrade'!$K$6='DBH-Upgrade'!$K$8,$BZ2146,($BE2132/(($F2132-18)/100))))+((($B2132-18)/100)*$CA2146))*$CE2146,0)))","v":{"$error":"#VALUE!"}},{"$f":"IF($B2132>$F2132,0,IF($C2132>$G2132,0,ROUND((((($F2132-$B2132)/100)*IF('DBH-Upgrade'!$K$6='DBH-Upgrade'!$K$8,$BZ2146,($BE2132/(($F2132-18)/100))))+((($B2132-18)/100)*$CA2146))*$CD2146,0)))","v":{"$error":"#VALUE!"}},{"$f":"IF($B2132>$F2132,0,IF($C2132>$G2132,0,ROUND(((($F2132-$B2132)/100)*IF('DBH-Upgrade'!$K$6='DBH-Upgrade'!$K$8,$BZ2146,($BE2132/(($F2132-18)/100))))+((($B2132-18)/100)*$CA2146),0)))","v":{"$error":"#VALUE!"}},1.5,1.08,1.08,1.08,2440,{"$f":"IF($B2132>$F2132,0,IF($C2132>$G2132,0,ROUND(((($F2132-$B2132)/100)*(IF('DBH-Upgrade'!$K$6='DBH-Upgrade'!$K$8,$BZ2146,($BE2132/(($F2132-18)/100))))*$CH2146)+((($B2132-18)/100)*$CA2146*$CE2146*$CG2146),0)))","v":{"$error":"#VALUE!"}},{"$f":"IF($B2132>$F2132,0,IF($C2132>$G2132,0,ROUND(((($F2132-$B2132)/100)*(IF('DBH-Upgrade'!$K$6='DBH-Upgrade'!$K$8,$BZ2146,($BE2132/(($F2132-18)/100))))*$CH2146)+((($B2132-18)/100)*$CA2146*$CD2146*$CG2146),0)))","v":{"$error":"#VALUE!"}},{"$f":"IF($B2132>$F2132,0,IF($C2132>$G2132,0,ROUND(((($F2132-$B2132)/100)*(IF('DBH-Upgrade'!$K$6='DBH-Upgrade'!$K$8,$BZ2146,($BE2132/(($F2132-18)/100))))*$CH2146)+((($B2132-18)/100)*$CA2146*$CG2146),0)))","v":{"$error":"#VALUE!"}},210,{"$error":"#VALUE!"},{"$error":"#VALUE!"},{"$error":"#VALUE!"},0.19906298131526212,{"$error":"#VALUE!"},{"$error":"#VALUE!"},{"$error":"#VALUE!"},1.2760000000000001E-4,1.7219,2,3.76611E-4,{"$f":"IF($B2132>$F2132,0,IF($C2132>$G2132,0,ROUND((((($F2132-$B2132)/100)*IF('DBH-Upgrade'!$K$6='DBH-Upgrade'!$K$8,$CC2146,($BF2132/(($F2132-18)/100))))+((($B2132-18)/100)*$CB2146))*IF($E2132>50,IF($G2132=11,(1-(($E2132-50)*0.005)),IF($G2132=16,(1-(($E2132-50)*0.005)),IF($G2132=21,(1-(($E2132-50)*0.005)),1))),1)*$CE2146,0)))","v":{"$error":"#VALUE!"}},{"$f":"IF($B2132>$F2132,0,IF($C2132>$G2132,0,ROUND((((($F2132-$B2132)/100)*IF('DBH-Upgrade'!$K$6='DBH-Upgrade'!$K$8,$CC2146,($BF2132/(($F2132-18)/100))))+((($B2132-18)/100)*$CB2146))*IF($E2132>50,IF($G2132=11,(1-(($E2132-50)*0.005)),IF($G2132=16,(1-(($E2132-50)*0.005)),IF($G2132=21,(1-(($E2132-50)*0.005)),1))),1)*$CD2146,0)))","v":{"$error":"#VALUE!"}},{"$f":"IF($B2132>$F2132,0,IF($C2132>$G2132,0,ROUND((((($F2132-$B2132)/100)*IF('DBH-Upgrade'!$K$6='DBH-Upgrade'!$K$8,$CC2146,($BF2132/(($F2132-18)/100))))+((($B2132-18)/100)*$CB2146))*IF($E2132>50,IF($G2132=11,(1-(($E2132-50)*0.005)),IF($G2132=16,(1-(($E2132-50)*0.005)),IF($G2132=21,(1-(($E2132-50)*0.005)),1))),1),0)))","v":{"$error":"#VALUE!"}},0.95,0.95,0.95,172,187,238,74,80,102,2.6234937862833121E-2,3.0510717451198245E-2,4.8867270645491574E-2,2.1,5.5,5.9,7.9,null,3050,null,0.8,null,null,0,13.2,15.1,21.85,null,1,1,1,172,187,238,null,0,0,0,1,{"$error":"#VALUE!"},3301,508,{"$error":"#VALUE!"},0.71879122259285499,0.67122872584611504,null,1,1,0.99999999999999978,0.99999999999999978,null,0]
["3301802110",{"$f":"'DBH-Upgrade'!$K$8-$CL2139","v":50},10,3,30,180,21,21.5,0,26,30,46,2804.8,{"$f":"IF($B2139>$F2139,0,IF($C2139>$G2139,0,ROUND((((($F2139-$B2139)/100)*IF('DBH-Upgrade'!$K$6='DBH-Upgrade'!$K$8,$BZ2153,($BE2139/(($F2139-18)/100))))+((($B2139-18)/100)*$CA2153))*$CE2153,0)))","v":{"$error":"#VALUE!"}},{"$f":"IF($B2139>$F2139,0,IF($C2139>$G2139,0,ROUND((((($F2139-$B2139)/100)*IF('DBH-Upgrade'!$K$6='DBH-Upgrade'!$K$8,$BZ2153,($BE2139/(($F2139-18)/100))))+((($B2139-18)/100)*$CA2153))*$CD2153,0)))","v":{"$error":"#VALUE!"}},{"$f":"IF($B2139>$F2139,0,IF($C2139>$G2139,0,ROUND(((($F2139-$B2139)/100)*IF('DBH-Upgrade'!$K$6='DBH-Upgrade'!$K$8,$BZ2153,($BE2139/(($F2139-18)/100))))+((($B2139-18)/100)*$CA2153),0)))","v":{"$error":"#VALUE!"}},1.5,1.05,1.05,1.05,2805,{"$f":"IF($B2139>$F2139,0,IF($C2139>$G2139,0,ROUND(((($F2139-$B2139)/100)*(IF('DBH-Upgrade'!$K$6='DBH-Upgrade'!$K$8,$BZ2153,($BE2139/(($F2139-18)/100))))*$CH2153)+((($B2139-18)/100)*$CA2153*$CE2153*$CG2153),0)))","v":{"$error":"#VALUE!"}},{"$f":"IF($B2139>$F2139,0,IF($C2139>$G2139,0,ROUND(((($F2139-$B2139)/100)*(IF('DBH-Upgrade'!$K$6='DBH-Upgrade'!$K$8,$BZ2153,($BE2139/(($F2139-18)/100))))*$CH2153)+((($B2139-18)/100)*$CA2153*$CD2153*$CG2153),0)))","v":{"$error":"#VALUE!"}},{"$f":"IF($B2139>$F2139,0,IF($C2139>$G2139,0,ROUND(((($F2139-$B2139)/100)*(IF('DBH-Upgrade'!$K$6='DBH-Upgrade'!$K$8,$BZ2153,($BE2139/(($F2139-18)/100))))*$CH2153)+((($B2139-18)/100)*$CA2153*$CG2153),0)))","v":{"$error":"#VALUE!"}},241,{"$error":"#VALUE!"},{"$error":"#VALUE!"},{"$error":"#VALUE!"},0.39734278992251637,{"$error":"#VALUE!"},{"$error":"#VALUE!"},{"$error":"#VALUE!"},1.2760000000000001E-4,1.7219,4,5.1420100000000005E-4,{"$f":"IF($B2139>$F2139,0,IF($C2139>$G2139,0,ROUND((((($F2139-$B2139)/100)*IF('DBH-Upgrade'!$K$6='DBH-Upgrade'!$K$8,$CC2153,($BF2139/(($F2139-18)/100))))+((($B2139-18)/100)*$CB2153))*IF($E2139>50,IF($G2139=11,(1-(($E2139-50)*0.005)),IF($G2139=16,(1-(($E2139-50)*0.005)),IF($G2139=21,(1-(($E2139-50)*0.005)),1))),1)*$CE2153,0)))","v":{"$error":"#VALUE!"}},{"$f":"IF($B2139>$F2139,0,IF($C2139>$G2139,0,ROUND((((($F2139-$B2139)/100)*IF('DBH-Upgrade'!$K$6='DBH-Upgrade'!$K$8,$CC2153,($BF2139/(($F2139-18)/100))))+((($B2139-18)/100)*$CB2153))*IF($E2139>50,IF($G2139=11,(1-(($E2139-50)*0.005)),IF($G2139=16,(1-(($E2139-50)*0.005)),IF($G2139=21,(1-(($E2139-50)*0.005)),1))),1)*$CD2153,0)))","v":{"$error":"#VALUE!"}},{"$f":"IF($B2139>$F2139,0,IF($C2139>$G2139,0,ROUND((((($F2139-$B2139)/100)*IF('DBH-Upgrade'!$K$6='DBH-Upgrade'!$K$8,$CC2153,($BF2139/(($F2139-18)/100))))+((($B2139-18)/100)*$CB2153))*IF($E2139>50,IF($G2139=11,(1-(($E2139-50)*0.005)),IF($G2139=16,(1-(($E2139-50)*0.005)),IF($G2139=21,(1-(($E2139-50)*0.005)),1))),1),0)))","v":{"$error":"#VALUE!"}},0.85,0.85,0.85,158,168,240,68,72,103,3.5147733317732459E-2,3.9194931640470228E-2,7.7676501283897123E-2,4.8,5.5,5.9,7.9,null,3506,null,0.8,null,null,0,13.2,15.1,21.85,null,1,1,1,158,168,240,null,0,0,0,1,{"$error":"#VALUE!"},4479,834,{"$error":"#VALUE!"},0.7127093372490777,0.66550507053605756,null,1,1,0.99999999999999978,0.99999999999999978,null,20]
["3302201110",{"$f":"'DBH-Upgrade'!$K$8-$CL2147","v":70},10,3,30,220,11,11.5,0,26,30,46.9,1676.88,{"$f":"IF($B2147>$F2147,0,IF($C2147>$G2147,0,ROUND((((($F2147-$B2147)/100)*IF('DBH-Upgrade'!$K$6='DBH-Upgrade'!$K$8,$BZ2161,($BE2147/(($F2147-18)/100))))+((($B2147-18)/100)*$CA2161))*$CE2161,0)))","v":3600},{"$f":"IF($B2147>$F2147,0,IF($C2147>$G2147,0,ROUND((((($F2147-$B2147)/100)*IF('DBH-Upgrade'!$K$6='DBH-Upgrade'!$K$8,$BZ2161,($BE2147/(($F2147-18)/100))))+((($B2147-18)/100)*$CA2161))*$CD2161,0)))","v":3934},{"$f":"IF($B2147>$F2147,0,IF($C2147>$G2147,0,ROUND(((($F2147-$B2147)/100)*IF('DBH-Upgrade'!$K$6='DBH-Upgrade'!$K$8,$BZ2161,($BE2147/(($F2147-18)/100))))+((($B2147-18)/100)*$CA2161),0)))","v":5186},1.5,1.1000000000000001,1.1000000000000001,1.1000000000000001,1677,{"$f":"IF($B2147>$F2147,0,IF($C2147>$G2147,0,ROUND(((($F2147-$B2147)/100)*(IF('DBH-Upgrade'!$K$6='DBH-Upgrade'!$K$8,$BZ2161,($BE2147/(($F2147-18)/100))))*$CH2161)+((($B2147-18)/100)*$CA2161*$CE2161*$CG2161),0)))","v":4638},{"$f":"IF($B2147>$F2147,0,IF($C2147>$G2147,0,ROUND(((($F2147-$B2147)/100)*(IF('DBH-Upgrade'!$K$6='DBH-Upgrade'!$K$8,$BZ2161,($BE2147/(($F2147-18)/100))))*$CH2161)+((($B2147-18)/100)*$CA2161*$CD2161*$CG2161),0)))","v":4753},{"$f":"IF($B2147>$F2147,0,IF($C2147>$G2147,0,ROUND(((($F2147-$B2147)/100)*(IF('DBH-Upgrade'!$K$6='DBH-Upgrade'!$K$8,$BZ2161,($BE2147/(($F2147-18)/100))))*$CH2161)+((($B2147-18)/100)*$CA2161*$CG2161),0)))","v":5186},144,399,409,446,0.29407499594948894,1.9350401781010316,2.0261009897097777,2.3799563145488514,3.969E-4,1.7345999999999999,4,5.7428799999999995E-4,{"$f":"IF($B2147>$F2147,0,IF($C2147>$G2147,0,ROUND((((($F2147-$B2147)/100)*IF('DBH-Upgrade'!$K$6='DBH-Upgrade'!$K$8,$CC2161,($BF2147/(($F2147-18)/100))))+((($B2147-18)/100)*$CB2161))*IF($E2147>50,IF($G2147=11,(1-(($E2147-50)*0.005)),IF($G2147=16,(1-(($E2147-50)*0.005)),IF($G2147=21,(1-(($E2147-50)*0.005)),1))),1)*$CE2161,0)))","v":260},{"$f":"IF($B2147>$F2147,0,IF($C2147>$G2147,0,ROUND((((($F2147-$B2147)/100)*IF('DBH-Upgrade'!$K$6='DBH-Upgrade'!$K$8,$CC2161,($BF2147/(($F2147-18)/100))))+((($B2147-18)/100)*$CB2161))*IF($E2147>50,IF($G2147=11,(1-(($E2147-50)*0.005)),IF($G2147=16,(1-(($E2147-50)*0.005)),IF($G2147=21,(1-(($E2147-50)*0.005)),1))),1)*$CD2161,0)))","v":284},{"$f":"IF($B2147>$F2147,0,IF($C2147>$G2147,0,ROUND((((($F2147-$B2147)/100)*IF('DBH-Upgrade'!$K$6='DBH-Upgrade'!$K$8,$CC2161,($BF2147/(($F2147-18)/100))))+((($B2147-18)/100)*$CB2161))*IF($E2147>50,IF($G2147=11,(1-(($E2147-50)*0.005)),IF($G2147=16,(1-(($E2147-50)*0.005)),IF($G2147=21,(1-(($E2147-50)*0.005)),1))),1),0)))","v":375},0.95,0.95,0.95,208,228,300,89,98,129,0.12156386837053047,0.14503678434008663,0.24021717999179668,2.9,5.5,5.9,7.9,null,2466,null,0.68,null,null,0,13.2,15.1,21.85,null,1,1,1,208,228,300,null,0,0,0,1,{"$error":"#VALUE!"},5340,750,{"$error":"#VALUE!"},0.70153112340864476,0.65706930534609798,null,1,1,0.99999999999999978,0.99999999999999978,null,0]
["3302401110",{"$f":"'DBH-Upgrade'!$K$8-$CL2153","v":70},10,3,30,240,11,11.5,0,26,30,47.2,1829.2,{"$f":"IF($B2153>$F2153,0,IF($C2153>$G2153,0,ROUND((((($F2153-$B2153)/100)*IF('DBH-Upgrade'!$K$6='DBH-Upgrade'!$K$8,$BZ2167,($BE2153/(($F2153-18)/100))))+((($B2153-18)/100)*$CA2167))*$CE2167,0)))","v":3862},{"$f":"IF($B2153>$F2153,0,IF($C2153>$G2153,0,ROUND((((($F2153-$B2153)/100)*IF('DBH-Upgrade'!$K$6='DBH-Upgrade'!$K$8,$BZ2167,($BE2153/(($F2153-18)/100))))+((($B2153-18)/100)*$CA2167))*$CD2167,0)))","v":4230},{"$f":"IF($B2153>$F2153,0,IF($C2153>$G2153,0,ROUND(((($F2153-$B2153)/100)*IF('DBH-Upgrade'!$K$6='DBH-Upgrade'!$K$8,$BZ2167,($BE2153/(($F2153-18)/100))))+((($B2153-18)/100)*$CA2167),0)))","v":5639},1.5,1.1000000000000001,1.1000000000000001,1.1000000000000001,1829,{"$f":"IF($B2153>$F2153,0,IF($C2153>$G2153,0,ROUND(((($F2153-$B2153)/100)*(IF('DBH-Upgrade'!$K$6='DBH-Upgrade'!$K$8,$BZ2167,($BE2153/(($F2153-18)/100))))*$CH2167)+((($B2153-18)/100)*$CA2167*$CE2167*$CG2167),0)))","v":5074},{"$f":"IF($B2153>$F2153,0,IF($C2153>$G2153,0,ROUND(((($F2153-$B2153)/100)*(IF('DBH-Upgrade'!$K$6='DBH-Upgrade'!$K$8,$BZ2167,($BE2153/(($F2153-18)/100))))*$CH2167)+((($B2153-18)/100)*$CA2167*$CD2167*$CG2167),0)))","v":5191},{"$f":"IF($B2153>$F2153,0,IF($C2153>$G2153,0,ROUND(((($F2153-$B2153)/100)*(IF('DBH-Upgrade'!$K$6='DBH-Upgrade'!$K$8,$BZ2167,($BE2153/(($F2153-18)/100))))*$CH2167)+((($B2153-18)/100)*$CA2167*$CG2167),0)))","v":5639},157,436,446,485,0.36483201507653051,2.3995824782166419,2.5025684362249656,2.9233870608793171,3.969E-4,1.7345999999999999,4,5.7428799999999995E-4,{"$f":"IF($B2153>$F2153,0,IF($C2153>$G2153,0,ROUND((((($F2153-$B2153)/100)*IF('DBH-Upgrade'!$K$6='DBH-Upgrade'!$K$8,$CC2167,($BF2153/(($F2153-18)/100))))+((($B2153-18)/100)*$CB2167))*IF($E2153>50,IF($G2153=11,(1-(($E2153-50)*0.005)),IF($G2153=16,(1-(($E2153-50)*0.005)),IF($G2153=21,(1-(($E2153-50)*0.005)),1))),1)*$CE2167,0)))","v":264},{"$f":"IF($B2153>$F2153,0,IF($C2153>$G2153,0,ROUND((((($F2153-$B2153)/100)*IF('DBH-Upgrade'!$K$6='DBH-Upgrade'!$K$8,$CC2167,($BF2153/(($F2153-18)/100))))+((($B2153-18)/100)*$CB2167))*IF($E2153>50,IF($G2153=11,(1-(($E2153-50)*0.005)),IF($G2153=16,(1-(($E2153-50)*0.005)),IF($G2153=21,(1-(($E2153-50)*0.005)),1))),1)*$CD2167,0)))","v":289},{"$f":"IF($B2153>$F2153,0,IF($C2153>$G2153,0,ROUND((((($F2153-$B2153)/100)*IF('DBH-Upgrade'!$K$6='DBH-Upgrade'!$K$8,$CC2167,($BF2153/(($F2153-18)/100))))+((($B2153-18)/100)*$CB2167))*IF($E2153>50,IF($G2153=11,(1-(($E2153-50)*0.005)),IF($G2153=16,(1-(($E2153-50)*0.005)),IF($G2153=21,(1-(($E2153-50)*0.005)),1))),1),0)))","v":385},0.95,0.95,0.95,205,225,300,88,97,129,0.12641688489902922,0.15102955838224877,0.25447411182383911,3.2,5.5,5.9,7.9,null,2690,null,0.68,null,null,0,13.2,15.1,21.85,null,1,1,1,205,225,300,null,0,0,0,1,{"$error":"#VALUE!"},5340,750,{"$error":"#VALUE!"},0.70153112340864476,0.65706930534609798,null,1,1,0.99999999999999978,0.99999999999999978,null,0]
["3302601110",{"$f":"'DBH-Upgrade'!$K$8-$CL2159","v":70},10,3,30,260,11,11.5,0,26,30,47.8,1982.2,{"$f":"IF($B2159>$F2159,0,IF($C2159>$G2159,0,ROUND((((($F2159-$B2159)/100)*IF('DBH-Upgrade'!$K$6='DBH-Upgrade'!$K$8,$BZ2173,($BE2159/(($F2159-18)/100))))+((($B2159-18)/100)*$CA2173))*$CE2173,0)))","v":4142},{"$f":"IF($B2159>$F2159,0,IF($C2159>$G2159,0,ROUND((((($F2159-$B2159)/100)*IF('DBH-Upgrade'!$K$6='DBH-Upgrade'!$K$8,$BZ2173,($BE2159/(($F2159-18)/100))))+((($B2159-18)/100)*$CA2173))*$CD2173,0)))","v":4568},{"$f":"IF($B2159>$F2159,0,IF($C2159>$G2159,0,ROUND(((($F2159-$B2159)/100)*IF('DBH-Upgrade'!$K$6='DBH-Upgrade'!$K$8,$BZ2173,($BE2159/(($F2159-18)/100))))+((($B2159-18)/100)*$CA2173),0)))","v":6091},1.5,1.1000000000000001,1.1000000000000001,1.1000000000000001,1982,{"$f":"IF($B2159>$F2159,0,IF($C2159>$G2159,0,ROUND(((($F2159-$B2159)/100)*(IF('DBH-Upgrade'!$K$6='DBH-Upgrade'!$K$8,$BZ2173,($BE2159/(($F2159-18)/100))))*$CH2173)+((($B2159-18)/100)*$CA2173*$CE2173*$CG2173),0)))","v":5518},{"$f":"IF($B2159>$F2159,0,IF($C2159>$G2159,0,ROUND(((($F2159-$B2159)/100)*(IF('DBH-Upgrade'!$K$6='DBH-Upgrade'!$K$8,$BZ2173,($BE2159/(($F2159-18)/100))))*$CH2173)+((($B2159-18)/100)*$CA2173*$CD2173*$CG2173),0)))","v":5643},{"$f":"IF($B2159>$F2159,0,IF($C2159>$G2159,0,ROUND(((($F2159-$B2159)/100)*(IF('DBH-Upgrade'!$K$6='DBH-Upgrade'!$K$8,$BZ2173,($BE2159/(($F2159-18)/100))))*$CH2173)+((($B2159-18)/100)*$CA2173*$CG2173),0)))","v":6091},170,475,485,524,0.44522386562173877,2.949354479805065,3.065189852709044,3.5366697886025258,3.969E-4,1.7345999999999999,4,5.7428799999999995E-4,{"$f":"IF($B2159>$F2159,0,IF($C2159>$G2159,0,ROUND((((($F2159-$B2159)/100)*IF('DBH-Upgrade'!$K$6='DBH-Upgrade'!$K$8,$CC2173,($BF2159/(($F2159-18)/100))))+((($B2159-18)/100)*$CB2173))*IF($E2159>50,IF($G2159=11,(1-(($E2159-50)*0.005)),IF($G2159=16,(1-(($E2159-50)*0.005)),IF($G2159=21,(1-(($E2159-50)*0.005)),1))),1)*$CE2173,0)))","v":269},{"$f":"IF($B2159>$F2159,0,IF($C2159>$G2159,0,ROUND((((($F2159-$B2159)/100)*IF('DBH-Upgrade'!$K$6='DBH-Upgrade'!$K$8,$CC2173,($BF2159/(($F2159-18)/100))))+((($B2159-18)/100)*$CB2173))*IF($E2159>50,IF($G2159=11,(1-(($E2159-50)*0.005)),IF($G2159=16,(1-(($E2159-50)*0.005)),IF($G2159=21,(1-(($E2159-50)*0.005)),1))),1)*$CD2173,0)))","v":296},{"$f":"IF($B2159>$F2159,0,IF($C2159>$G2159,0,ROUND((((($F2159-$B2159)/100)*IF('DBH-Upgrade'!$K$6='DBH-Upgrade'!$K$8,$CC2173,($BF2159/(($F2159-18)/100))))+((($B2159-18)/100)*$CB2173))*IF($E2159>50,IF($G2159=11,(1-(($E2159-50)*0.005)),IF($G2159=16,(1-(($E2159-50)*0.005)),IF($G2159=21,(1-(($E2159-50)*0.005)),1))),1),0)))","v":395},0.95,0.95,0.95,204,225,300,88,97,129,0.13376027846582259,0.15972419451883113,0.26873104365588157,3.5,5.5,5.9,7.9,null,2915,null,0.68,null,null,0,13.2,15.1,21.85,null,1,1,1,204,225,300,null,0,0,0,1,{"$error":"#VALUE!"},5340,750,{"$error":"#VALUE!"},0.69291747680457172,0.65762042960065581,null,1,1,0.99999999999999978,0.99999999999999978,null,0]
["3302801610",{"$f":"'DBH-Upgrade'!$K$8-$CL2167","v":70},10,3,30,280,16,16.5,0,26,30,47.8,2817.92,{"$f":"IF($B2167>$F2167,0,IF($C2167>$G2167,0,ROUND((((($F2167-$B2167)/100)*IF('DBH-Upgrade'!$K$6='DBH-Upgrade'!$K$8,$BZ2181,($BE2167/(($F2167-18)/100))))+((($B2167-18)/100)*$CA2181))*$CE2181,0)))","v":{"$error":"#VALUE!"}},{"$f":"IF($B2167>$F2167,0,IF($C2167>$G2167,0,ROUND((((($F2167-$B2167)/100)*IF('DBH-Upgrade'!$K$6='DBH-Upgrade'!$K$8,$BZ2181,($BE2167/(($F2167-18)/100))))+((($B2167-18)/100)*$CA2181))*$CD2181,0)))","v":{"$error":"#VALUE!"}},{"$f":"IF($B2167>$F2167,0,IF($C2167>$G2167,0,ROUND(((($F2167-$B2167)/100)*IF('DBH-Upgrade'!$K$6='DBH-Upgrade'!$K$8,$BZ2181,($BE2167/(($F2167-18)/100))))+((($B2167-18)/100)*$CA2181),0)))","v":{"$error":"#VALUE!"}},1.5,1.1000000000000001,1.1000000000000001,1.1000000000000001,2818,{"$f":"IF($B2167>$F2167,0,IF($C2167>$G2167,0,ROUND(((($F2167-$B2167)/100)*(IF('DBH-Upgrade'!$K$6='DBH-Upgrade'!$K$8,$BZ2181,($BE2167/(($F2167-18)/100))))*$CH2181)+((($B2167-18)/100)*$CA2181*$CE2181*$CG2181),0)))","v":{"$error":"#VALUE!"}},{"$f":"IF($B2167>$F2167,0,IF($C2167>$G2167,0,ROUND(((($F2167-$B2167)/100)*(IF('DBH-Upgrade'!$K$6='DBH-Upgrade'!$K$8,$BZ2181,($BE2167/(($F2167-18)/100))))*$CH2181)+((($B2167-18)/100)*$CA2181*$CD2181*$CG2181),0)))","v":{"$error":"#VALUE!"}},{"$f":"IF($B2167>$F2167,0,IF($C2167>$G2167,0,ROUND(((($F2167-$B2167)/100)*(IF('DBH-Upgrade'!$K$6='DBH-Upgrade'!$K$8,$BZ2181,($BE2167/(($F2167-18)/100))))*$CH2181)+((($B2167-18)/100)*$CA2181*$CG2181),0)))","v":{"$error":"#VALUE!"}},242,{"$error":"#VALUE!"},{"$error":"#VALUE!"},{"$error":"#VALUE!"},1.0785543055340669,{"$error":"#VALUE!"},{"$error":"#VALUE!"},{"$error":"#VALUE!"},2.0829999999999999E-4,1.724,4,1.392796E-3,{"$f":"IF($B2167>$F2167,0,IF($C2167>$G2167,0,ROUND((((($F2167-$B2167)/100)*IF('DBH-Upgrade'!$K$6='DBH-Upgrade'!$K$8,$CC2181,($BF2167/(($F2167-18)/100))))+((($B2167-18)/100)*$CB2181))*IF($E2167>50,IF($G2167=11,(1-(($E2167-50)*0.005)),IF($G2167=16,(1-(($E2167-50)*0.005)),IF($G2167=21,(1-(($E2167-50)*0.005)),1))),1)*$CE2181,0)))","v":{"$error":"#VALUE!"}},{"$f":"IF($B2167>$F2167,0,IF($C2167>$G2167,0,ROUND((((($F2167-$B2167)/100)*IF('DBH-Upgrade'!$K$6='DBH-Upgrade'!$K$8,$CC2181,($BF2167/(($F2167-18)/100))))+((($B2167-18)/100)*$CB2181))*IF($E2167>50,IF($G2167=11,(1-(($E2167-50)*0.005)),IF($G2167=16,(1-(($E2167-50)*0.005)),IF($G2167=21,(1-(($E2167-50)*0.005)),1))),1)*$CD2181,0)))","v":{"$error":"#VALUE!"}},{"$f":"IF($B2167>$F2167,0,IF($C2167>$G2167,0,ROUND((((($F2167-$B2167)/100)*IF('DBH-Upgrade'!$K$6='DBH-Upgrade'!$K$8,$CC2181,($BF2167/(($F2167-18)/100))))+((($B2167-18)/100)*$CB2181))*IF($E2167>50,IF($G2167=11,(1-(($E2167-50)*0.005)),IF($G2167=16,(1-(($E2167-50)*0.005)),IF($G2167=21,(1-(($E2167-50)*0.005)),1))),1),0)))","v":{"$error":"#VALUE!"}},0.95,0.95,0.95,285,292,434,123,126,187,0.29343781787926643,0.30732167845436031,0.65630808366959714,5.6,5.5,5.9,7.9,null,4144,null,0.68,null,null,0,13.2,15.1,21.85,null,1,1,1,285,292,434,null,0,0,0,1,2263,3445,577,50,0.75027509009945204,0.68488673514658593,null,1,1,0.99999999999999978,0.99999999999999978,null,0]
["3303001510",{"$f":"'DBH-Upgrade'!$K$8-$CL2172","v":50},10,3,30,300,15,16.5,0,26,30,47.8,3261.6000000000004,{"$f":"IF($B2172>$F2172,0,IF($C2172>$G2172,0,ROUND((((($F2172-$B2172)/100)*IF('DBH-Upgrade'!$K$6='DBH-Upgrade'!$K$8,$BZ2186,($BE2172/(($F2172-18)/100))))+((($B2172-18)/100)*$CA2186))*$CE2186,0)))","v":{"$error":"#VALUE!"}},{"$f":"IF($B2172>$F2172,0,IF($C2172>$G2172,0,ROUND((((($F2172-$B2172)/100)*IF('DBH-Upgrade'!$K$6='DBH-Upgrade'!$K$8,$BZ2186,($BE2172/(($F2172-18)/100))))+((($B2172-18)/100)*$CA2186))*$CD2186,0)))","v":{"$error":"#VALUE!"}},{"$f":"IF($B2172>$F2172,0,IF($C2172>$G2172,0,ROUND(((($F2172-$B2172)/100)*IF('DBH-Upgrade'!$K$6='DBH-Upgrade'!$K$8,$BZ2186,($BE2172/(($F2172-18)/100))))+((($B2172-18)/100)*$CA2186),0)))","v":{"$error":"#VALUE!"}},1.5,1.08,1.08,1.08,3262,{"$f":"IF($B2172>$F2172,0,IF($C2172>$G2172,0,ROUND(((($F2172-$B2172)/100)*(IF('DBH-Upgrade'!$K$6='DBH-Upgrade'!$K$8,$BZ2186,($BE2172/(($F2172-18)/100))))*$CH2186)+((($B2172-18)/100)*$CA2186*$CE2186*$CG2186),0)))","v":{"$error":"#VALUE!"}},{"$f":"IF($B2172>$F2172,0,IF($C2172>$G2172,0,ROUND(((($F2172-$B2172)/100)*(IF('DBH-Upgrade'!$K$6='DBH-Upgrade'!$K$8,$BZ2186,($BE2172/(($F2172-18)/100))))*$CH2186)+((($B2172-18)/100)*$CA2186*$CD2186*$CG2186),0)))","v":{"$error":"#VALUE!"}},{"$f":"IF($B2172>$F2172,0,IF($C2172>$G2172,0,ROUND(((($F2172-$B2172)/100)*(IF('DBH-Upgrade'!$K$6='DBH-Upgrade'!$K$8,$BZ2186,($BE2172/(($F2172-18)/100))))*$CH2186)+((($B2172-18)/100)*$CA2186*$CG2186),0)))","v":{"$error":"#VALUE!"}},281,{"$error":"#VALUE!"},{"$error":"#VALUE!"},{"$error":"#VALUE!"},0.55158223935969064,{"$error":"#VALUE!"},{"$error":"#VALUE!"},{"$error":"#VALUE!"},2.0829999999999999E-4,1.724,2,4.6182900000000003E-4,{"$f":"IF($B2172>$F2172,0,IF($C2172>$G2172,0,ROUND((((($F2172-$B2172)/100)*IF('DBH-Upgrade'!$K$6='DBH-Upgrade'!$K$8,$CC2186,($BF2172/(($F2172-18)/100))))+((($B2172-18)/100)*$CB2186))*IF($E2172>50,IF($G2172=11,(1-(($E2172-50)*0.005)),IF($G2172=16,(1-(($E2172-50)*0.005)),IF($G2172=21,(1-(($E2172-50)*0.005)),1))),1)*$CE2186,0)))","v":{"$error":"#VALUE!"}},{"$f":"IF($B2172>$F2172,0,IF($C2172>$G2172,0,ROUND((((($F2172-$B2172)/100)*IF('DBH-Upgrade'!$K$6='DBH-Upgrade'!$K$8,$CC2186,($BF2172/(($F2172-18)/100))))+((($B2172-18)/100)*$CB2186))*IF($E2172>50,IF($G2172=11,(1-(($E2172-50)*0.005)),IF($G2172=16,(1-(($E2172-50)*0.005)),IF($G2172=21,(1-(($E2172-50)*0.005)),1))),1)*$CD2186,0)))","v":{"$error":"#VALUE!"}},{"$f":"IF($B2172>$F2172,0,IF($C2172>$G2172,0,ROUND((((($F2172-$B2172)/100)*IF('DBH-Upgrade'!$K$6='DBH-Upgrade'!$K$8,$CC2186,($BF2172/(($F2172-18)/100))))+((($B2172-18)/100)*$CB2186))*IF($E2172>50,IF($G2172=11,(1-(($E2172-50)*0.005)),IF($G2172=16,(1-(($E2172-50)*0.005)),IF($G2172=21,(1-(($E2172-50)*0.005)),1))),1),0)))","v":{"$error":"#VALUE!"}},1.01,1.01,1.01,107,109,163,46,47,70,1.8153117730086977E-2,1.889797650795224E-2,3.9863962994194597E-2,3,5.5,5.9,7.9,null,4077,null,0.8,null,null,0,13.2,15.1,21.85,null,1,1,1,107,109,163,null,0,0,0,1,1127,2539,352,62,0.75,0.68,null,1,1,0.99999999999999978,0.99999999999999978,null,20]
["340602010",{"$f":"'DBH-Upgrade'!$K$8-$CL2182","v":70},10,3,40,60,20,21.5,0,26,30,40,1054.4000000000001,{"$f":"IF($B2182>$F2182,0,IF($C2182>$G2182,0,ROUND((((($F2182-$B2182)/100)*IF('DBH-Upgrade'!$K$6='DBH-Upgrade'!$K$8,$BZ2196,($BE2182/(($F2182-18)/100))))+((($B2182-18)/100)*$CA2196))*$CE2196,0)))","v":0},{"$f":"IF($B2182>$F2182,0,IF($C2182>$G2182,0,ROUND((((($F2182-$B2182)/100)*IF('DBH-Upgrade'!$K$6='DBH-Upgrade'!$K$8,$BZ2196,($BE2182/(($F2182-18)/100))))+((($B2182-18)/100)*$CA2196))*$CD2196,0)))","v":0},{"$f":"IF($B2182>$F2182,0,IF($C2182>$G2182,0,ROUND(((($F2182-$B2182)/100)*IF('DBH-Upgrade'!$K$6='DBH-Upgrade'!$K$8,$BZ2196,($BE2182/(($F2182-18)/100))))+((($B2182-18)/100)*$CA2196),0)))","v":0},1.5,1.08,1.08,1.08,1054,{"$f":"IF($B2182>$F2182,0,IF($C2182>$G2182,0,ROUND(((($F2182-$B2182)/100)*(IF('DBH-Upgrade'!$K$6='DBH-Upgrade'!$K$8,$BZ2196,($BE2182/(($F2182-18)/100))))*$CH2196)+((($B2182-18)/100)*$CA2196*$CE2196*$CG2196),0)))","v":0},{"$f":"IF($B2182>$F2182,0,IF($C2182>$G2182,0,ROUND(((($F2182-$B2182)/100)*(IF('DBH-Upgrade'!$K$6='DBH-Upgrade'!$K$8,$BZ2196,($BE2182/(($F2182-18)/100))))*$CH2196)+((($B2182-18)/100)*$CA2196*$CD2196*$CG2196),0)))","v":0},{"$f":"IF($B2182>$F2182,0,IF($C2182>$G2182,0,ROUND(((($F2182-$B2182)/100)*(IF('DBH-Upgrade'!$K$6='DBH-Upgrade'!$K$8,$BZ2196,($BE2182/(($F2182-18)/100))))*$CH2196)+((($B2182-18)/100)*$CA2196*$CG2196),0)))","v":0},91,0,0,0,3.3257087321880145E-2,0,0,0,1.2760000000000001E-4,1.7219,2,3.76611E-4,{"$f":"IF($B2182>$F2182,0,IF($C2182>$G2182,0,ROUND((((($F2182-$B2182)/100)*IF('DBH-Upgrade'!$K$6='DBH-Upgrade'!$K$8,$CC2196,($BF2182/(($F2182-18)/100))))+((($B2182-18)/100)*$CB2196))*IF($E2182>50,IF($G2182=11,(1-(($E2182-50)*0.005)),IF($G2182=16,(1-(($E2182-50)*0.005)),IF($G2182=21,(1-(($E2182-50)*0.005)),1))),1)*$CE2196,0)))","v":0},{"$f":"IF($B2182>$F2182,0,IF($C2182>$G2182,0,ROUND((((($F2182-$B2182)/100)*IF('DBH-Upgrade'!$K$6='DBH-Upgrade'!$K$8,$CC2196,($BF2182/(($F2182-18)/100))))+((($B2182-18)/100)*$CB2196))*IF($E2182>50,IF($G2182=11,(1-(($E2182-50)*0.005)),IF($G2182=16,(1-(($E2182-50)*0.005)),IF($G2182=21,(1-(($E2182-50)*0.005)),1))),1)*$CD2196,0)))","v":0},{"$f":"IF($B2182>$F2182,0,IF($C2182>$G2182,0,ROUND((((($F2182-$B2182)/100)*IF('DBH-Upgrade'!$K$6='DBH-Upgrade'!$K$8,$CC2196,($BF2182/(($F2182-18)/100))))+((($B2182-18)/100)*$CB2196))*IF($E2182>50,IF($G2182=11,(1-(($E2182-50)*0.005)),IF($G2182=16,(1-(($E2182-50)*0.005)),IF($G2182=21,(1-(($E2182-50)*0.005)),1))),1),0)))","v":0},0.95,0.95,0.95,0,0,0,0,0,0,0,0,0,0.8,"DBH-unit is too long!","DBH-unit is too long!","DBH-unit is too long!",null,1318,null,0.8,null,null,0,"DBH-unit is too long!","DBH-unit is too long!","DBH-unit is too long!",null,1,1,1,0,0,0,null,0,0,0,1,{"$error":"#VALUE!"},3682,458,{"$error":"#VALUE!"},0.75077946095441817,0.68,null,1,1,0.99999999999999978,0.99999999999999978,null,0]
["340701610",{"$f":"'DBH-Upgrade'!$K$8-$CL2187","v":60},10,3,40,70,16,16.5,0,26,30,41,809.2,{"$f":"IF($B2187>$F2187,0,IF($C2187>$G2187,0,ROUND((((($F2187-$B2187)/100)*IF('DBH-Upgrade'!$K$6='DBH-Upgrade'!$K$8,$BZ2201,($BE2187/(($F2187-18)/100))))+((($B2187-18)/100)*$CA2201))*$CE2201,0)))","v":{"$error":"#VALUE!"}},{"$f":"IF($B2187>$F2187,0,IF($C2187>$G2187,0,ROUND((((($F2187-$B2187)/100)*IF('DBH-Upgrade'!$K$6='DBH-Upgrade'!$K$8,$BZ2201,($BE2187/(($F2187-18)/100))))+((($B2187-18)/100)*$CA2201))*$CD2201,0)))","v":{"$error":"#VALUE!"}},{"$f":"IF($B2187>$F2187,0,IF($C2187>$G2187,0,ROUND(((($F2187-$B2187)/100)*IF('DBH-Upgrade'!$K$6='DBH-Upgrade'!$K$8,$BZ2201,($BE2187/(($F2187-18)/100))))+((($B2187-18)/100)*$CA2201),0)))","v":{"$error":"#VALUE!"}},1.5,1.1000000000000001,1.1000000000000001,1.1000000000000001,{"$f":"ROUND(M2187*POWER((($S$1-$S$2)/LN(($S$1-$S$3)/($S$2-$S$3)))/((75-65)/LN((75-20)/(65-20))),Q2187),0)","v":809},{"$f":"IF($B2187>$F2187,0,IF($C2187>$G2187,0,ROUND(((($F2187-$B2187)/100)*(IF('DBH-Upgrade'!$K$6='DBH-Upgrade'!$K$8,$BZ2201,($BE2187/(($F2187-18)/100))))*$CH2201)+((($B2187-18)/100)*$CA2201*$CE2201*$CG2201),0)))","v":{"$error":"#VALUE!"}},{"$f":"IF($B2187>$F2187,0,IF($C2187>$G2187,0,ROUND(((($F2187-$B2187)/100)*(IF('DBH-Upgrade'!$K$6='DBH-Upgrade'!$K$8,$BZ2201,($BE2187/(($F2187-18)/100))))*$CH2201)+((($B2187-18)/100)*$CA2201*$CD2201*$CG2201),0)))","v":{"$error":"#VALUE!"}},{"$f":"IF($B2187>$F2187,0,IF($C2187>$G2187,0,ROUND(((($F2187-$B2187)/100)*(IF('DBH-Upgrade'!$K$6='DBH-Upgrade'!$K$8,$BZ2201,($BE2187/(($F2187-18)/100))))*$CH2201)+((($B2187-18)/100)*$CA2201*$CG2201),0)))","v":{"$error":"#VALUE!"}},{"$f":"ROUND(U2187*3600/(4186*ABS($S$1-$S$2)),0)","v":70},{"$f":"ROUND(V2187*3600/(4186*ABS($S$1-$S$2)),0)","v":{"$error":"#VALUE!"}},{"$f":"ROUND(W2187*3600/(4186*ABS($S$1-$S$2)),0)","v":{"$error":"#VALUE!"}},{"$f":"ROUND(X2187*3600/(4186*ABS($S$1-$S$2)),0)","v":{"$error":"#VALUE!"}},{"$f":"(($AG2187*(Y2187^$AH2187)*((($F2187-14.4)*$AI2187)/100))+($AJ2187*(Y2187^2)))*0.0098","v":7.3768573397795661E-2},{"$f":"(($AG2187*(Z2187^$AH2187)*((($F2187-14.4)*$AI2187)/100))+($AJ2187*(Z2187^2)))*0.0098","v":{"$error":"#VALUE!"}},{"$f":"(($AG2187*(AA2187^$AH2187)*((($F2187-14.4)*$AI2187)/100))+($AJ2187*(AA2187^2)))*0.0098","v":{"$error":"#VALUE!"}},{"$f":"(($AG2187*(AB2187^$AH2187)*((($F2187-14.4)*$AI2187)/100))+($AJ2187*(AB2187^2)))*0.0098","v":{"$error":"#VALUE!"}},2.0829999999999999E-4,1.724,4,1.392796E-3,{"$f":"IF($B2187>$F2187,0,IF($C2187>$G2187,0,ROUND((((($F2187-$B2187)/100)*IF('DBH-Upgrade'!$K$6='DBH-Upgrade'!$K$8,$CC2201,($BF2187/(($F2187-18)/100))))+((($B2187-18)/100)*$CB2201))*IF($E2187>50,IF($G2187=11,(1-(($E2187-50)*0.005)),IF($G2187=16,(1-(($E2187-50)*0.005)),IF($G2187=21,(1-(($E2187-50)*0.005)),1))),1)*$CE2201,0)))","v":{"$error":"#VALUE!"}},{"$f":"IF($B2187>$F2187,0,IF($C2187>$G2187,0,ROUND((((($F2187-$B2187)/100)*IF('DBH-Upgrade'!$K$6='DBH-Upgrade'!$K$8,$CC2201,($BF2187/(($F2187-18)/100))))+((($B2187-18)/100)*$CB2201))*IF($E2187>50,IF($G2187=11,(1-(($E2187-50)*0.005)),IF($G2187=16,(1-(($E2187-50)*0.005)),IF($G2187=21,(1-(($E2187-50)*0.005)),1))),1)*$CD2201,0)))","v":{"$error":"#VALUE!"}},{"$f":"IF($B2187>$F2187,0,IF($C2187>$G2187,0,ROUND((((($F2187-$B2187)/100)*IF('DBH-Upgrade'!$K$6='DBH-Upgrade'!$K$8,$CC2201,($BF2187/(($F2187-18)/100))))+((($B2187-18)/100)*$CB2201))*IF($E2187>50,IF($G2187=11,(1-(($E2187-50)*0.005)),IF($G2187=16,(1-(($E2187-50)*0.005)),IF($G2187=21,(1-(($E2187-50)*0.005)),1))),1),0)))","v":{"$error":"#VALUE!"}},{"$f":"IF($G2187=10,0.98,IF($G2187=11,0.95,IF($G2187=15,1.01,IF($G2187=16,0.95,IF($G2187=20,0.95,IF($G2187=21,0.85))))))","v":0.95},0.95,0.95,247,265,350,{"$f":"ROUND(AQ2187*3600/(4186*ABS($AT$1-$AT$2)),0)","v":106},{"$f":"ROUND(AR2187*3600/(4186*ABS($AT$1-$AT$2)),0)","v":114},{"$f":"ROUND(AS2187*3600/(4186*ABS($AT$1-$AT$2)),0)","v":151},{"$f":"(($AG2187*(AT2187^$AH2187)*((($F2187-14.4)*$AI2187)/100))+($AJ2187*(AT2187^2)))*0.0098","v":0.16744709217197412},{"$f":"(($AG2187*(AU2187^$AH2187)*((($F2187-14.4)*$AI2187)/100))+($AJ2187*(AU2187^2)))*0.0098","v":0.19335206762104148},{"$f":"(($AG2187*(AV2187^$AH2187)*((($F2187-14.4)*$AI2187)/100))+($AJ2187*(AV2187^2)))*0.0098","v":0.33713828007584562},1.4,5.5,5.9,7.9,null,1190,null,0.68,null,null,0,13.2,15.1,21.85,null,{"$f":"IF(1/(1+((2258*((0.622/((101325/(1*611*EXP(17.27*((($AT$1+$AT$2)/2)/((($AT$1+$AT$2)/2)+237.3))))))-1)*1000-(0.622/((101325/($AV$1*611*EXP(17.27*($AT$3/($AT$3+237.3))))))-1)*1000))/(1005*((($AT$1+$AT$2)/2)-$AT$3))))>1,1,1/(1+((2258*((0.622/((101325/(1*611*EXP(17.27*((($AT$1+$AT$2)/2)/((($AT$1+$AT$2)/2)+237.3))))))-1)*1000-(0.622/((101325/($AV$1*611*EXP(17.27*($AT$3/($AT$3+237.3))))))-1)*1000))/(1005*((($AT$1+$AT$2)/2)-$AT$3)))))","v":1},1,1,247,265,350,null,0,0,0,1,{"$error":"#VALUE!"},4479,834,{"$error":"#VALUE!"},0.67294243770541662,0.6582099452827469,null,1,1,0.99999999999999978,0.99999999999999978,null,10]
["340801510",{"$f":"'DBH-Upgrade'!$K$8-$CL2192","v":70},10,3,40,80,15,16.5,0,26,30,41.8,1003.2,{"$f":"IF($B2192>$F2192,0,IF($C2192>$G2192,0,ROUND((((($F2192-$B2192)/100)*IF('DBH-Upgrade'!$K$6='DBH-Upgrade'!$K$8,$BZ2206,($BE2192/(($F2192-18)/100))))+((($B2192-18)/100)*$CA2206))*$CE2206,0)))","v":{"$error":"#VALUE!"}},{"$f":"IF($B2192>$F2192,0,IF($C2192>$G2192,0,ROUND((((($F2192-$B2192)/100)*IF('DBH-Upgrade'!$K$6='DBH-Upgrade'!$K$8,$BZ2206,($BE2192/(($F2192-18)/100))))+((($B2192-18)/100)*$CA2206))*$CD2206,0)))","v":{"$error":"#VALUE!"}},{"$f":"IF($B2192>$F2192,0,IF($C2192>$G2192,0,ROUND(((($F2192-$B2192)/100)*IF('DBH-Upgrade'!$K$6='DBH-Upgrade'!$K$8,$BZ2206,($BE2192/(($F2192-18)/100))))+((($B2192-18)/100)*$CA2206),0)))","v":{"$error":"#VALUE!"}},1.5,1.08,1.08,1.08,1003,{"$f":"IF($B2192>$F2192,0,IF($C2192>$G2192,0,ROUND(((($F2192-$B2192)/100)*(IF('DBH-Upgrade'!$K$6='DBH-Upgrade'!$K$8,$BZ2206,($BE2192/(($F2192-18)/100))))*$CH2206)+((($B2192-18)/100)*$CA2206*$CE2206*$CG2206),0)))","v":{"$error":"#VALUE!"}},{"$f":"IF($B2192>$F2192,0,IF($C2192>$G2192,0,ROUND(((($F2192-$B2192)/100)*(IF('DBH-Upgrade'!$K$6='DBH-Upgrade'!$K$8,$BZ2206,($BE2192/(($F2192-18)/100))))*$CH2206)+((($B2192-18)/100)*$CA2206*$CD2206*$CG2206),0)))","v":{"$error":"#VALUE!"}},{"$f":"IF($B2192>$F2192,0,IF($C2192>$G2192,0,ROUND(((($F2192-$B2192)/100)*(IF('DBH-Upgrade'!$K$6='DBH-Upgrade'!$K$8,$BZ2206,($BE2192/(($F2192-18)/100))))*$CH2206)+((($B2192-18)/100)*$CA2206*$CG2206),0)))","v":{"$error":"#VALUE!"}},86,{"$error":"#VALUE!"},{"$error":"#VALUE!"},{"$error":"#VALUE!"},3.9267015267909385E-2,{"$error":"#VALUE!"},{"$error":"#VALUE!"},{"$error":"#VALUE!"},2.0829999999999999E-4,1.724,2,4.6182900000000003E-4,{"$f":"IF($B2192>$F2192,0,IF($C2192>$G2192,0,ROUND((((($F2192-$B2192)/100)*IF('DBH-Upgrade'!$K$6='DBH-Upgrade'!$K$8,$CC2206,($BF2192/(($F2192-18)/100))))+((($B2192-18)/100)*$CB2206))*IF($E2192>50,IF($G2192=11,(1-(($E2192-50)*0.005)),IF($G2192=16,(1-(($E2192-50)*0.005)),IF($G2192=21,(1-(($E2192-50)*0.005)),1))),1)*$CE2206,0)))","v":{"$error":"#VALUE!"}},{"$f":"IF($B2192>$F2192,0,IF($C2192>$G2192,0,ROUND((((($F2192-$B2192)/100)*IF('DBH-Upgrade'!$K$6='DBH-Upgrade'!$K$8,$CC2206,($BF2192/(($F2192-18)/100))))+((($B2192-18)/100)*$CB2206))*IF($E2192>50,IF($G2192=11,(1-(($E2192-50)*0.005)),IF($G2192=16,(1-(($E2192-50)*0.005)),IF($G2192=21,(1-(($E2192-50)*0.005)),1))),1)*$CD2206,0)))","v":{"$error":"#VALUE!"}},{"$f":"IF($B2192>$F2192,0,IF($C2192>$G2192,0,ROUND((((($F2192-$B2192)/100)*IF('DBH-Upgrade'!$K$6='DBH-Upgrade'!$K$8,$CC2206,($BF2192/(($F2192-18)/100))))+((($B2192-18)/100)*$CB2206))*IF($E2192>50,IF($G2192=11,(1-(($E2192-50)*0.005)),IF($G2192=16,(1-(($E2192-50)*0.005)),IF($G2192=21,(1-(($E2192-50)*0.005)),1))),1),0)))","v":{"$error":"#VALUE!"}},1.01,1.01,1.01,184,197,264,79,85,114,3.3250765189717466E-2,3.8377436549587036E-2,6.8236790727572688E-2,0.8,5.5,5.9,7.9,null,1254,null,0.8,null,null,0,13.2,15.1,21.85,null,1,1,1,184,197,264,null,0,0,0,1,1127,2539,352,62,0.8452517014716241,0.78929861482598995,null,1,1,0.99999999999999978,0.99999999999999978,null,0]
["3401001110",{"$f":"'DBH-Upgrade'!$K$8-$CL2203","v":70},10,3,40,100,11,11.5,0,26,30,43,859.5200000000001,{"$f":"IF($B2203>$F2203,0,IF($C2203>$G2203,0,ROUND((((($F2203-$B2203)/100)*IF('DBH-Upgrade'!$K$6='DBH-Upgrade'!$K$8,$BZ2217,($BE2203/(($F2203-18)/100))))+((($B2203-18)/100)*$CA2217))*$CE2217,0)))","v":1868},{"$f":"IF($B2203>$F2203,0,IF($C2203>$G2203,0,ROUND((((($F2203-$B2203)/100)*IF('DBH-Upgrade'!$K$6='DBH-Upgrade'!$K$8,$BZ2217,($BE2203/(($F2203-18)/100))))+((($B2203-18)/100)*$CA2217))*$CD2217,0)))","v":2012},{"$f":"IF($B2203>$F2203,0,IF($C2203>$G2203,0,ROUND(((($F2203-$B2203)/100)*IF('DBH-Upgrade'!$K$6='DBH-Upgrade'!$K$8,$BZ2217,($BE2203/(($F2203-18)/100))))+((($B2203-18)/100)*$CA2217),0)))","v":2470},1.5,1.1000000000000001,1.1000000000000001,1.1000000000000001,860,{"$f":"IF($B2203>$F2203,0,IF($C2203>$G2203,0,ROUND(((($F2203-$B2203)/100)*(IF('DBH-Upgrade'!$K$6='DBH-Upgrade'!$K$8,$BZ2217,($BE2203/(($F2203-18)/100))))*$CH2217)+((($B2203-18)/100)*$CA2217*$CE2217*$CG2217),0)))","v":2034},{"$f":"IF($B2203>$F2203,0,IF($C2203>$G2203,0,ROUND(((($F2203-$B2203)/100)*(IF('DBH-Upgrade'!$K$6='DBH-Upgrade'!$K$8,$BZ2217,($BE2203/(($F2203-18)/100))))*$CH2217)+((($B2203-18)/100)*$CA2217*$CD2217*$CG2217),0)))","v":2138},{"$f":"IF($B2203>$F2203,0,IF($C2203>$G2203,0,ROUND(((($F2203-$B2203)/100)*(IF('DBH-Upgrade'!$K$6='DBH-Upgrade'!$K$8,$BZ2217,($BE2203/(($F2203-18)/100))))*$CH2217)+((($B2203-18)/100)*$CA2217*$CG2217),0)))","v":2470},74,175,184,212,5.4089794828852213E-2,0.27592359624673762,0.30352033783455779,0.3973910388839611,3.969E-4,1.7345999999999999,4,5.7428799999999995E-4,{"$f":"IF($B2203>$F2203,0,IF($C2203>$G2203,0,ROUND((((($F2203-$B2203)/100)*IF('DBH-Upgrade'!$K$6='DBH-Upgrade'!$K$8,$CC2217,($BF2203/(($F2203-18)/100))))+((($B2203-18)/100)*$CB2217))*IF($E2203>50,IF($G2203=11,(1-(($E2203-50)*0.005)),IF($G2203=16,(1-(($E2203-50)*0.005)),IF($G2203=21,(1-(($E2203-50)*0.005)),1))),1)*$CE2217,0)))","v":238},{"$f":"IF($B2203>$F2203,0,IF($C2203>$G2203,0,ROUND((((($F2203-$B2203)/100)*IF('DBH-Upgrade'!$K$6='DBH-Upgrade'!$K$8,$CC2217,($BF2203/(($F2203-18)/100))))+((($B2203-18)/100)*$CB2217))*IF($E2203>50,IF($G2203=11,(1-(($E2203-50)*0.005)),IF($G2203=16,(1-(($E2203-50)*0.005)),IF($G2203=21,(1-(($E2203-50)*0.005)),1))),1)*$CD2217,0)))","v":257},{"$f":"IF($B2203>$F2203,0,IF($C2203>$G2203,0,ROUND((((($F2203-$B2203)/100)*IF('DBH-Upgrade'!$K$6='DBH-Upgrade'!$K$8,$CC2217,($BF2203/(($F2203-18)/100))))+((($B2203-18)/100)*$CB2217))*IF($E2203>50,IF($G2203=11,(1-(($E2203-50)*0.005)),IF($G2203=16,(1-(($E2203-50)*0.005)),IF($G2203=21,(1-(($E2203-50)*0.005)),1))),1),0)))","v":315},0.95,0.95,0.95,227,244,300,98,105,129,9.1932548614121673E-2,0.10474580217509639,0.15467558899954181,1.3,5.5,5.9,7.9,null,1264,null,0.68,null,null,0,13.2,15.1,21.85,null,1,1,1,227,244,300,null,0,0,0,1,{"$error":"#VALUE!"},5340,750,{"$error":"#VALUE!"},0.75555534806492441,0.70383877729866806,null,1,1,0.99999999999999978,0.99999999999999978,null,0]
["3401101610",{"$f":"'DBH-Upgrade'!$K$8-$CL2211","v":60},10,3,40,110,16,16.5,0,26,30,43.5,1271.6000000000001,{"$f":"IF($B2211>$F2211,0,IF($C2211>$G2211,0,ROUND((((($F2211-$B2211)/100)*IF('DBH-Upgrade'!$K$6='DBH-Upgrade'!$K$8,$BZ2225,($BE2211/(($F2211-18)/100))))+((($B2211-18)/100)*$CA2225))*$CE2225,0)))","v":{"$error":"#VALUE!"}},{"$f":"IF($B2211>$F2211,0,IF($C2211>$G2211,0,ROUND((((($F2211-$B2211)/100)*IF('DBH-Upgrade'!$K$6='DBH-Upgrade'!$K$8,$BZ2225,($BE2211/(($F2211-18)/100))))+((($B2211-18)/100)*$CA2225))*$CD2225,0)))","v":{"$error":"#VALUE!"}},{"$f":"IF($B2211>$F2211,0,IF($C2211>$G2211,0,ROUND(((($F2211-$B2211)/100)*IF('DBH-Upgrade'!$K$6='DBH-Upgrade'!$K$8,$BZ2225,($BE2211/(($F2211-18)/100))))+((($B2211-18)/100)*$CA2225),0)))","v":{"$error":"#VALUE!"}},1.5,1.1000000000000001,1.1000000000000001,1.1000000000000001,1272,{"$f":"IF($B2211>$F2211,0,IF($C2211>$G2211,0,ROUND(((($F2211-$B2211)/100)*(IF('DBH-Upgrade'!$K$6='DBH-Upgrade'!$K$8,$BZ2225,($BE2211/(($F2211-18)/100))))*$CH2225)+((($B2211-18)/100)*$CA2225*$CE2225*$CG2225),0)))","v":{"$error":"#VALUE!"}},{"$f":"IF($B2211>$F2211,0,IF($C2211>$G2211,0,ROUND(((($F2211-$B2211)/100)*(IF('DBH-Upgrade'!$K$6='DBH-Upgrade'!$K$8,$BZ2225,($BE2211/(($F2211-18)/100))))*$CH2225)+((($B2211-18)/100)*$CA2225*$CD2225*$CG2225),0)))","v":{"$error":"#VALUE!"}},{"$f":"IF($B2211>$F2211,0,IF($C2211>$G2211,0,ROUND(((($F2211-$B2211)/100)*(IF('DBH-Upgrade'!$K$6='DBH-Upgrade'!$K$8,$BZ2225,($BE2211/(($F2211-18)/100))))*$CH2225)+((($B2211-18)/100)*$CA2225*$CG2225),0)))","v":{"$error":"#VALUE!"}},109,{"$error":"#VALUE!"},{"$error":"#VALUE!"},{"$error":"#VALUE!"},0.18757571367131662,{"$error":"#VALUE!"},{"$error":"#VALUE!"},{"$error":"#VALUE!"},2.0829999999999999E-4,1.724,4,1.392796E-3,{"$f":"IF($B2211>$F2211,0,IF($C2211>$G2211,0,ROUND((((($F2211-$B2211)/100)*IF('DBH-Upgrade'!$K$6='DBH-Upgrade'!$K$8,$CC2225,($BF2211/(($F2211-18)/100))))+((($B2211-18)/100)*$CB2225))*IF($E2211>50,IF($G2211=11,(1-(($E2211-50)*0.005)),IF($G2211=16,(1-(($E2211-50)*0.005)),IF($G2211=21,(1-(($E2211-50)*0.005)),1))),1)*$CE2225,0)))","v":{"$error":"#VALUE!"}},{"$f":"IF($B2211>$F2211,0,IF($C2211>$G2211,0,ROUND((((($F2211-$B2211)/100)*IF('DBH-Upgrade'!$K$6='DBH-Upgrade'!$K$8,$CC2225,($BF2211/(($F2211-18)/100))))+((($B2211-18)/100)*$CB2225))*IF($E2211>50,IF($G2211=11,(1-(($E2211-50)*0.005)),IF($G2211=16,(1-(($E2211-50)*0.005)),IF($G2211=21,(1-(($E2211-50)*0.005)),1))),1)*$CD2225,0)))","v":{"$error":"#VALUE!"}},{"$f":"IF($B2211>$F2211,0,IF($C2211>$G2211,0,ROUND((((($F2211-$B2211)/100)*IF('DBH-Upgrade'!$K$6='DBH-Upgrade'!$K$8,$CC2225,($BF2211/(($F2211-18)/100))))+((($B2211-18)/100)*$CB2225))*IF($E2211>50,IF($G2211=11,(1-(($E2211-50)*0.005)),IF($G2211=16,(1-(($E2211-50)*0.005)),IF($G2211=21,(1-(($E2211-50)*0.005)),1))),1),0)))","v":{"$error":"#VALUE!"}},0.95,0.95,0.95,237,254,350,102,109,151,0.16466836695809478,0.18757571367131662,0.35578453362623813,2.2000000000000002,5.5,5.9,7.9,null,1870,null,0.68,null,null,0,13.2,15.1,21.85,null,1,1,1,237,254,350,null,0,0,0,1,2263,3445,577,50,0.8212441545440573,0.76343880970753542,null,1,1,0.99999999999999978,0.99999999999999978,null,10]
["3401102010",{"$f":"'DBH-Upgrade'!$K$8-$CL2212","v":60},10,3,40,110,20,21.5,0,26,30,43.5,1932.8000000000002,{"$f":"IF($B2212>$F2212,0,IF($C2212>$G2212,0,ROUND((((($F2212-$B2212)/100)*IF('DBH-Upgrade'!$K$6='DBH-Upgrade'!$K$8,$BZ2226,($BE2212/(($F2212-18)/100))))+((($B2212-18)/100)*$CA2226))*$CE2226,0)))","v":{"$error":"#VALUE!"}},{"$f":"IF($B2212>$F2212,0,IF($C2212>$G2212,0,ROUND((((($F2212-$B2212)/100)*IF('DBH-Upgrade'!$K$6='DBH-Upgrade'!$K$8,$BZ2226,($BE2212/(($F2212-18)/100))))+((($B2212-18)/100)*$CA2226))*$CD2226,0)))","v":{"$error":"#VALUE!"}},{"$f":"IF($B2212>$F2212,0,IF($C2212>$G2212,0,ROUND(((($F2212-$B2212)/100)*IF('DBH-Upgrade'!$K$6='DBH-Upgrade'!$K$8,$BZ2226,($BE2212/(($F2212-18)/100))))+((($B2212-18)/100)*$CA2226),0)))","v":{"$error":"#VALUE!"}},1.5,1.08,1.08,1.08,1933,{"$f":"IF($B2212>$F2212,0,IF($C2212>$G2212,0,ROUND(((($F2212-$B2212)/100)*(IF('DBH-Upgrade'!$K$6='DBH-Upgrade'!$K$8,$BZ2226,($BE2212/(($F2212-18)/100))))*$CH2226)+((($B2212-18)/100)*$CA2226*$CE2226*$CG2226),0)))","v":{"$error":"#VALUE!"}},{"$f":"IF($B2212>$F2212,0,IF($C2212>$G2212,0,ROUND(((($F2212-$B2212)/100)*(IF('DBH-Upgrade'!$K$6='DBH-Upgrade'!$K$8,$BZ2226,($BE2212/(($F2212-18)/100))))*$CH2226)+((($B2212-18)/100)*$CA2226*$CD2226*$CG2226),0)))","v":{"$error":"#VALUE!"}},{"$f":"IF($B2212>$F2212,0,IF($C2212>$G2212,0,ROUND(((($F2212-$B2212)/100)*(IF('DBH-Upgrade'!$K$6='DBH-Upgrade'!$K$8,$BZ2226,($BE2212/(($F2212-18)/100))))*$CH2226)+((($B2212-18)/100)*$CA2226*$CG2226),0)))","v":{"$error":"#VALUE!"}},166,{"$error":"#VALUE!"},{"$error":"#VALUE!"},{"$error":"#VALUE!"},0.11760231001179673,{"$error":"#VALUE!"},{"$error":"#VALUE!"},{"$error":"#VALUE!"},1.2760000000000001E-4,1.7219,2,3.76611E-4,{"$f":"IF($B2212>$F2212,0,IF($C2212>$G2212,0,ROUND((((($F2212-$B2212)/100)*IF('DBH-Upgrade'!$K$6='DBH-Upgrade'!$K$8,$CC2226,($BF2212/(($F2212-18)/100))))+((($B2212-18)/100)*$CB2226))*IF($E2212>50,IF($G2212=11,(1-(($E2212-50)*0.005)),IF($G2212=16,(1-(($E2212-50)*0.005)),IF($G2212=21,(1-(($E2212-50)*0.005)),1))),1)*$CE2226,0)))","v":{"$error":"#VALUE!"}},{"$f":"IF($B2212>$F2212,0,IF($C2212>$G2212,0,ROUND((((($F2212-$B2212)/100)*IF('DBH-Upgrade'!$K$6='DBH-Upgrade'!$K$8,$CC2226,($BF2212/(($F2212-18)/100))))+((($B2212-18)/100)*$CB2226))*IF($E2212>50,IF($G2212=11,(1-(($E2212-50)*0.005)),IF($G2212=16,(1-(($E2212-50)*0.005)),IF($G2212=21,(1-(($E2212-50)*0.005)),1))),1)*$CD2226,0)))","v":{"$error":"#VALUE!"}},{"$f":"IF($B2212>$F2212,0,IF($C2212>$G2212,0,ROUND((((($F2212-$B2212)/100)*IF('DBH-Upgrade'!$K$6='DBH-Upgrade'!$K$8,$CC2226,($BF2212/(($F2212-18)/100))))+((($B2212-18)/100)*$CB2226))*IF($E2212>50,IF($G2212=11,(1-(($E2212-50)*0.005)),IF($G2212=16,(1-(($E2212-50)*0.005)),IF($G2212=21,(1-(($E2212-50)*0.005)),1))),1),0)))","v":{"$error":"#VALUE!"}},0.95,0.95,0.95,145,157,192,62,68,83,1.7104035425815133E-2,2.0485695911409248E-2,3.024559484806788E-2,1.5,5.5,5.9,7.9,null,2416,null,0.8,null,null,0,13.2,15.1,21.85,null,1,1,1,145,157,192,null,0,0,0,1,{"$error":"#VALUE!"},3301,508,{"$error":"#VALUE!"},0.73429802939744349,0.68540112539231846,null,1,1,0.99999999999999978,0.99999999999999978,null,10]
["3401402010",{"$f":"'DBH-Upgrade'!$K$8-$CL2224","v":70},10,3,40,140,20,21.5,0,26,30,44.8,2459.2000000000003,{"$f":"IF($B2224>$F2224,0,IF($C2224>$G2224,0,ROUND((((($F2224-$B2224)/100)*IF('DBH-Upgrade'!$K$6='DBH-Upgrade'!$K$8,$BZ2238,($BE2224/(($F2224-18)/100))))+((($B2224-18)/100)*$CA2238))*$CE2238,0)))","v":{"$error":"#VALUE!"}},{"$f":"IF($B2224>$F2224,0,IF($C2224>$G2224,0,ROUND((((($F2224-$B2224)/100)*IF('DBH-Upgrade'!$K$6='DBH-Upgrade'!$K$8,$BZ2238,($BE2224/(($F2224-18)/100))))+((($B2224-18)/100)*$CA2238))*$CD2238,0)))","v":{"$error":"#VALUE!"}},{"$f":"IF($B2224>$F2224,0,IF($C2224>$G2224,0,ROUND(((($F2224-$B2224)/100)*IF('DBH-Upgrade'!$K$6='DBH-Upgrade'!$K$8,$BZ2238,($BE2224/(($F2224-18)/100))))+((($B2224-18)/100)*$CA2238),0)))","v":{"$error":"#VALUE!"}},1.5,1.08,1.08,1.08,2459,{"$f":"IF($B2224>$F2224,0,IF($C2224>$G2224,0,ROUND(((($F2224-$B2224)/100)*(IF('DBH-Upgrade'!$K$6='DBH-Upgrade'!$K$8,$BZ2238,($BE2224/(($F2224-18)/100))))*$CH2238)+((($B2224-18)/100)*$CA2238*$CE2238*$CG2238),0)))","v":{"$error":"#VALUE!"}},{"$f":"IF($B2224>$F2224,0,IF($C2224>$G2224,0,ROUND(((($F2224-$B2224)/100)*(IF('DBH-Upgrade'!$K$6='DBH-Upgrade'!$K$8,$BZ2238,($BE2224/(($F2224-18)/100))))*$CH2238)+((($B2224-18)/100)*$CA2238*$CD2238*$CG2238),0)))","v":{"$error":"#VALUE!"}},{"$f":"IF($B2224>$F2224,0,IF($C2224>$G2224,0,ROUND(((($F2224-$B2224)/100)*(IF('DBH-Upgrade'!$K$6='DBH-Upgrade'!$K$8,$BZ2238,($BE2224/(($F2224-18)/100))))*$CH2238)+((($B2224-18)/100)*$CA2238*$CG2238),0)))","v":{"$error":"#VALUE!"}},211,{"$error":"#VALUE!"},{"$error":"#VALUE!"},{"$error":"#VALUE!"},0.19588783718929365,{"$error":"#VALUE!"},{"$error":"#VALUE!"},{"$error":"#VALUE!"},1.2760000000000001E-4,1.7219,2,3.76611E-4,{"$f":"IF($B2224>$F2224,0,IF($C2224>$G2224,0,ROUND((((($F2224-$B2224)/100)*IF('DBH-Upgrade'!$K$6='DBH-Upgrade'!$K$8,$CC2238,($BF2224/(($F2224-18)/100))))+((($B2224-18)/100)*$CB2238))*IF($E2224>50,IF($G2224=11,(1-(($E2224-50)*0.005)),IF($G2224=16,(1-(($E2224-50)*0.005)),IF($G2224=21,(1-(($E2224-50)*0.005)),1))),1)*$CE2238,0)))","v":{"$error":"#VALUE!"}},{"$f":"IF($B2224>$F2224,0,IF($C2224>$G2224,0,ROUND((((($F2224-$B2224)/100)*IF('DBH-Upgrade'!$K$6='DBH-Upgrade'!$K$8,$CC2238,($BF2224/(($F2224-18)/100))))+((($B2224-18)/100)*$CB2238))*IF($E2224>50,IF($G2224=11,(1-(($E2224-50)*0.005)),IF($G2224=16,(1-(($E2224-50)*0.005)),IF($G2224=21,(1-(($E2224-50)*0.005)),1))),1)*$CD2238,0)))","v":{"$error":"#VALUE!"}},{"$f":"IF($B2224>$F2224,0,IF($C2224>$G2224,0,ROUND((((($F2224-$B2224)/100)*IF('DBH-Upgrade'!$K$6='DBH-Upgrade'!$K$8,$CC2238,($BF2224/(($F2224-18)/100))))+((($B2224-18)/100)*$CB2238))*IF($E2224>50,IF($G2224=11,(1-(($E2224-50)*0.005)),IF($G2224=16,(1-(($E2224-50)*0.005)),IF($G2224=21,(1-(($E2224-50)*0.005)),1))),1),0)))","v":{"$error":"#VALUE!"}},0.95,0.95,0.95,174,189,238,75,81,102,2.6078877810158829E-2,3.0287048708102136E-2,4.7429315374297669E-2,1.9,5.5,5.9,7.9,null,3074,null,0.8,null,null,0,13.2,15.1,21.85,null,1,1,1,174,189,238,null,0,0,0,1,{"$error":"#VALUE!"},3301,508,{"$error":"#VALUE!"},0.72541359909535208,0.67746340042029107,null,1,1,0.99999999999999978,0.99999999999999978,null,0]
["3401602110",{"$f":"'DBH-Upgrade'!$K$8-$CL2231","v":70},10,3,40,160,21,21.5,0,26,30,45.5,2910.4,{"$f":"IF($B2231>$F2231,0,IF($C2231>$G2231,0,ROUND((((($F2231-$B2231)/100)*IF('DBH-Upgrade'!$K$6='DBH-Upgrade'!$K$8,$BZ2245,($BE2231/(($F2231-18)/100))))+((($B2231-18)/100)*$CA2245))*$CE2245,0)))","v":{"$error":"#VALUE!"}},{"$f":"IF($B2231>$F2231,0,IF($C2231>$G2231,0,ROUND((((($F2231-$B2231)/100)*IF('DBH-Upgrade'!$K$6='DBH-Upgrade'!$K$8,$BZ2245,($BE2231/(($F2231-18)/100))))+((($B2231-18)/100)*$CA2245))*$CD2245,0)))","v":{"$error":"#VALUE!"}},{"$f":"IF($B2231>$F2231,0,IF($C2231>$G2231,0,ROUND(((($F2231-$B2231)/100)*IF('DBH-Upgrade'!$K$6='DBH-Upgrade'!$K$8,$BZ2245,($BE2231/(($F2231-18)/100))))+((($B2231-18)/100)*$CA2245),0)))","v":{"$error":"#VALUE!"}},1.5,1.05,1.05,1.05,2910,{"$f":"IF($B2231>$F2231,0,IF($C2231>$G2231,0,ROUND(((($F2231-$B2231)/100)*(IF('DBH-Upgrade'!$K$6='DBH-Upgrade'!$K$8,$BZ2245,($BE2231/(($F2231-18)/100))))*$CH2245)+((($B2231-18)/100)*$CA2245*$CE2245*$CG2245),0)))","v":{"$error":"#VALUE!"}},{"$f":"IF($B2231>$F2231,0,IF($C2231>$G2231,0,ROUND(((($F2231-$B2231)/100)*(IF('DBH-Upgrade'!$K$6='DBH-Upgrade'!$K$8,$BZ2245,($BE2231/(($F2231-18)/100))))*$CH2245)+((($B2231-18)/100)*$CA2245*$CD2245*$CG2245),0)))","v":{"$error":"#VALUE!"}},{"$f":"IF($B2231>$F2231,0,IF($C2231>$G2231,0,ROUND(((($F2231-$B2231)/100)*(IF('DBH-Upgrade'!$K$6='DBH-Upgrade'!$K$8,$BZ2245,($BE2231/(($F2231-18)/100))))*$CH2245)+((($B2231-18)/100)*$CA2245*$CG2245),0)))","v":{"$error":"#VALUE!"}},250,{"$error":"#VALUE!"},{"$error":"#VALUE!"},{"$error":"#VALUE!"},0.41296728173529751,{"$error":"#VALUE!"},{"$error":"#VALUE!"},{"$error":"#VALUE!"},1.2760000000000001E-4,1.7219,4,5.1420100000000005E-4,{"$f":"IF($B2231>$F2231,0,IF($C2231>$G2231,0,ROUND((((($F2231-$B2231)/100)*IF('DBH-Upgrade'!$K$6='DBH-Upgrade'!$K$8,$CC2245,($BF2231/(($F2231-18)/100))))+((($B2231-18)/100)*$CB2245))*IF($E2231>50,IF($G2231=11,(1-(($E2231-50)*0.005)),IF($G2231=16,(1-(($E2231-50)*0.005)),IF($G2231=21,(1-(($E2231-50)*0.005)),1))),1)*$CE2245,0)))","v":{"$error":"#VALUE!"}},{"$f":"IF($B2231>$F2231,0,IF($C2231>$G2231,0,ROUND((((($F2231-$B2231)/100)*IF('DBH-Upgrade'!$K$6='DBH-Upgrade'!$K$8,$CC2245,($BF2231/(($F2231-18)/100))))+((($B2231-18)/100)*$CB2245))*IF($E2231>50,IF($G2231=11,(1-(($E2231-50)*0.005)),IF($G2231=16,(1-(($E2231-50)*0.005)),IF($G2231=21,(1-(($E2231-50)*0.005)),1))),1)*$CD2245,0)))","v":{"$error":"#VALUE!"}},{"$f":"IF($B2231>$F2231,0,IF($C2231>$G2231,0,ROUND((((($F2231-$B2231)/100)*IF('DBH-Upgrade'!$K$6='DBH-Upgrade'!$K$8,$CC2245,($BF2231/(($F2231-18)/100))))+((($B2231-18)/100)*$CB2245))*IF($E2231>50,IF($G2231=11,(1-(($E2231-50)*0.005)),IF($G2231=16,(1-(($E2231-50)*0.005)),IF($G2231=21,(1-(($E2231-50)*0.005)),1))),1),0)))","v":{"$error":"#VALUE!"}},0.85,0.85,0.85,256,274,390,110,118,168,8.4817573985529374E-2,9.7072800905225284E-2,0.19166321828169108,4.3,5.5,5.9,7.9,null,3638,null,0.8,null,null,0,13.2,15.1,21.85,null,1,1,1,256,274,390,null,0,0,0,1,{"$error":"#VALUE!"},4479,834,{"$error":"#VALUE!"},0.71879122259285499,0.67122872584611504,null,1,1,0.99999999999999978,0.99999999999999978,null,0]
["3401801010",{"$f":"'DBH-Upgrade'!$K$8-$CL2232","v":70},10,3,40,180,10,11.5,0,26,30,46,1559.7,{"$f":"IF($B2232>$F2232,0,IF($C2232>$G2232,0,ROUND((((($F2232-$B2232)/100)*IF('DBH-Upgrade'!$K$6='DBH-Upgrade'!$K$8,$BZ2246,($BE2232/(($F2232-18)/100))))+((($B2232-18)/100)*$CA2246))*$CE2246,0)))","v":1849},{"$f":"IF($B2232>$F2232,0,IF($C2232>$G2232,0,ROUND((((($F2232-$B2232)/100)*IF('DBH-Upgrade'!$K$6='DBH-Upgrade'!$K$8,$BZ2246,($BE2232/(($F2232-18)/100))))+((($B2232-18)/100)*$CA2246))*$CD2246,0)))","v":2007},{"$f":"IF($B2232>$F2232,0,IF($C2232>$G2232,0,ROUND(((($F2232-$B2232)/100)*IF('DBH-Upgrade'!$K$6='DBH-Upgrade'!$K$8,$BZ2246,($BE2232/(($F2232-18)/100))))+((($B2232-18)/100)*$CA2246),0)))","v":2560},1.5,1.08,1.08,1.08,1560,{"$f":"IF($B2232>$F2232,0,IF($C2232>$G2232,0,ROUND(((($F2232-$B2232)/100)*(IF('DBH-Upgrade'!$K$6='DBH-Upgrade'!$K$8,$BZ2246,($BE2232/(($F2232-18)/100))))*$CH2246)+((($B2232-18)/100)*$CA2246*$CE2246*$CG2246),0)))","v":2193},{"$f":"IF($B2232>$F2232,0,IF($C2232>$G2232,0,ROUND(((($F2232-$B2232)/100)*(IF('DBH-Upgrade'!$K$6='DBH-Upgrade'!$K$8,$BZ2246,($BE2232/(($F2232-18)/100))))*$CH2246)+((($B2232-18)/100)*$CA2246*$CD2246*$CG2246),0)))","v":2275},{"$f":"IF($B2232>$F2232,0,IF($C2232>$G2232,0,ROUND(((($F2232-$B2232)/100)*(IF('DBH-Upgrade'!$K$6='DBH-Upgrade'!$K$8,$BZ2246,($BE2232/(($F2232-18)/100))))*$CH2246)+((($B2232-18)/100)*$CA2246*$CG2246),0)))","v":2560},134,189,196,220,0.12768992601235707,0.24308050537933792,0.26023725618706112,0.32323234977515963,3.969E-4,1.7345999999999999,2,3.6734700000000002E-4,{"$f":"IF($B2232>$F2232,0,IF($C2232>$G2232,0,ROUND((((($F2232-$B2232)/100)*IF('DBH-Upgrade'!$K$6='DBH-Upgrade'!$K$8,$CC2246,($BF2232/(($F2232-18)/100))))+((($B2232-18)/100)*$CB2246))*IF($E2232>50,IF($G2232=11,(1-(($E2232-50)*0.005)),IF($G2232=16,(1-(($E2232-50)*0.005)),IF($G2232=21,(1-(($E2232-50)*0.005)),1))),1)*$CE2246,0)))","v":181},{"$f":"IF($B2232>$F2232,0,IF($C2232>$G2232,0,ROUND((((($F2232-$B2232)/100)*IF('DBH-Upgrade'!$K$6='DBH-Upgrade'!$K$8,$CC2246,($BF2232/(($F2232-18)/100))))+((($B2232-18)/100)*$CB2246))*IF($E2232>50,IF($G2232=11,(1-(($E2232-50)*0.005)),IF($G2232=16,(1-(($E2232-50)*0.005)),IF($G2232=21,(1-(($E2232-50)*0.005)),1))),1)*$CD2246,0)))","v":197},{"$f":"IF($B2232>$F2232,0,IF($C2232>$G2232,0,ROUND((((($F2232-$B2232)/100)*IF('DBH-Upgrade'!$K$6='DBH-Upgrade'!$K$8,$CC2246,($BF2232/(($F2232-18)/100))))+((($B2232-18)/100)*$CB2246))*IF($E2232>50,IF($G2232=11,(1-(($E2232-50)*0.005)),IF($G2232=16,(1-(($E2232-50)*0.005)),IF($G2232=21,(1-(($E2232-50)*0.005)),1))),1),0)))","v":251},0.98,0.98,0.98,132,144,183,57,62,79,2.6009644385161915E-2,3.0399157117909151E-2,4.7680425600182645E-2,1.2,5.5,5.9,7.9,null,1733,null,0.9,null,null,0,13.2,15.1,21.85,null,1,1,1,132,144,183,null,0,0,0,1,{"$error":"#VALUE!"},3682,458,{"$error":"#VALUE!"},0.80301038786259926,0.74330306539663082,null,1,1,0.99999999999999978,0.99999999999999978,null,0]
["3402001510",{"$f":"'DBH-Upgrade'!$K$8-$CL2240","v":70},10,3,40,200,15,16.5,0,26,30,46.5,2508.8000000000002,{"$f":"IF($B2240>$F2240,0,IF($C2240>$G2240,0,ROUND((((($F2240-$B2240)/100)*IF('DBH-Upgrade'!$K$6='DBH-Upgrade'!$K$8,$BZ2254,($BE2240/(($F2240-18)/100))))+((($B2240-18)/100)*$CA2254))*$CE2254,0)))","v":{"$error":"#VALUE!"}},{"$f":"IF($B2240>$F2240,0,IF($C2240>$G2240,0,ROUND((((($F2240-$B2240)/100)*IF('DBH-Upgrade'!$K$6='DBH-Upgrade'!$K$8,$BZ2254,($BE2240/(($F2240-18)/100))))+((($B2240-18)/100)*$CA2254))*$CD2254,0)))","v":{"$error":"#VALUE!"}},{"$f":"IF($B2240>$F2240,0,IF($C2240>$G2240,0,ROUND(((($F2240-$B2240)/100)*IF('DBH-Upgrade'!$K$6='DBH-Upgrade'!$K$8,$BZ2254,($BE2240/(($F2240-18)/100))))+((($B2240-18)/100)*$CA2254),0)))","v":{"$error":"#VALUE!"}},1.5,1.08,1.08,1.08,2509,{"$f":"IF($B2240>$F2240,0,IF($C2240>$G2240,0,ROUND(((($F2240-$B2240)/100)*(IF('DBH-Upgrade'!$K$6='DBH-Upgrade'!$K$8,$BZ2254,($BE2240/(($F2240-18)/100))))*$CH2254)+((($B2240-18)/100)*$CA2254*$CE2254*$CG2254),0)))","v":{"$error":"#VALUE!"}},{"$f":"IF($B2240>$F2240,0,IF($C2240>$G2240,0,ROUND(((($F2240-$B2240)/100)*(IF('DBH-Upgrade'!$K$6='DBH-Upgrade'!$K$8,$BZ2254,($BE2240/(($F2240-18)/100))))*$CH2254)+((($B2240-18)/100)*$CA2254*$CD2254*$CG2254),0)))","v":{"$error":"#VALUE!"}},{"$f":"IF($B2240>$F2240,0,IF($C2240>$G2240,0,ROUND(((($F2240-$B2240)/100)*(IF('DBH-Upgrade'!$K$6='DBH-Upgrade'!$K$8,$BZ2254,($BE2240/(($F2240-18)/100))))*$CH2254)+((($B2240-18)/100)*$CA2254*$CG2254),0)))","v":{"$error":"#VALUE!"}},216,{"$error":"#VALUE!"},{"$error":"#VALUE!"},{"$error":"#VALUE!"},0.29135177182804983,{"$error":"#VALUE!"},{"$error":"#VALUE!"},{"$error":"#VALUE!"},2.0829999999999999E-4,1.724,2,4.6182900000000003E-4,{"$f":"IF($B2240>$F2240,0,IF($C2240>$G2240,0,ROUND((((($F2240-$B2240)/100)*IF('DBH-Upgrade'!$K$6='DBH-Upgrade'!$K$8,$CC2254,($BF2240/(($F2240-18)/100))))+((($B2240-18)/100)*$CB2254))*IF($E2240>50,IF($G2240=11,(1-(($E2240-50)*0.005)),IF($G2240=16,(1-(($E2240-50)*0.005)),IF($G2240=21,(1-(($E2240-50)*0.005)),1))),1)*$CE2254,0)))","v":{"$error":"#VALUE!"}},{"$f":"IF($B2240>$F2240,0,IF($C2240>$G2240,0,ROUND((((($F2240-$B2240)/100)*IF('DBH-Upgrade'!$K$6='DBH-Upgrade'!$K$8,$CC2254,($BF2240/(($F2240-18)/100))))+((($B2240-18)/100)*$CB2254))*IF($E2240>50,IF($G2240=11,(1-(($E2240-50)*0.005)),IF($G2240=16,(1-(($E2240-50)*0.005)),IF($G2240=21,(1-(($E2240-50)*0.005)),1))),1)*$CD2254,0)))","v":{"$error":"#VALUE!"}},{"$f":"IF($B2240>$F2240,0,IF($C2240>$G2240,0,ROUND((((($F2240-$B2240)/100)*IF('DBH-Upgrade'!$K$6='DBH-Upgrade'!$K$8,$CC2254,($BF2240/(($F2240-18)/100))))+((($B2240-18)/100)*$CB2254))*IF($E2240>50,IF($G2240=11,(1-(($E2240-50)*0.005)),IF($G2240=16,(1-(($E2240-50)*0.005)),IF($G2240=21,(1-(($E2240-50)*0.005)),1))),1),0)))","v":{"$error":"#VALUE!"}},1.01,1.01,1.01,174,183,264,75,79,114,3.8404124756760943E-2,4.2405287612005509E-2,8.5464619674595912E-2,2,5.5,5.9,7.9,null,3136,null,0.8,null,null,0,13.2,15.1,21.85,null,1,1,1,174,183,264,null,0,0,0,1,1127,2539,352,62,0.78402243332267385,0.72223627558039949,null,1,1,0.99999999999999978,0.99999999999999978,null,0]
["3402201610",{"$f":"'DBH-Upgrade'!$K$8-$CL2247","v":70},10,3,40,220,16,16.5,0,26,30,46.9,2543.2000000000003,{"$f":"IF($B2247>$F2247,0,IF($C2247>$G2247,0,ROUND((((($F2247-$B2247)/100)*IF('DBH-Upgrade'!$K$6='DBH-Upgrade'!$K$8,$BZ2261,($BE2247/(($F2247-18)/100))))+((($B2247-18)/100)*$CA2261))*$CE2261,0)))","v":{"$error":"#VALUE!"}},{"$f":"IF($B2247>$F2247,0,IF($C2247>$G2247,0,ROUND((((($F2247-$B2247)/100)*IF('DBH-Upgrade'!$K$6='DBH-Upgrade'!$K$8,$BZ2261,($BE2247/(($F2247-18)/100))))+((($B2247-18)/100)*$CA2261))*$CD2261,0)))","v":{"$error":"#VALUE!"}},{"$f":"IF($B2247>$F2247,0,IF($C2247>$G2247,0,ROUND(((($F2247-$B2247)/100)*IF('DBH-Upgrade'!$K$6='DBH-Upgrade'!$K$8,$BZ2261,($BE2247/(($F2247-18)/100))))+((($B2247-18)/100)*$CA2261),0)))","v":{"$error":"#VALUE!"}},1.5,1.1000000000000001,1.1000000000000001,1.1000000000000001,2543,{"$f":"IF($B2247>$F2247,0,IF($C2247>$G2247,0,ROUND(((($F2247-$B2247)/100)*(IF('DBH-Upgrade'!$K$6='DBH-Upgrade'!$K$8,$BZ2261,($BE2247/(($F2247-18)/100))))*$CH2261)+((($B2247-18)/100)*$CA2261*$CE2261*$CG2261),0)))","v":{"$error":"#VALUE!"}},{"$f":"IF($B2247>$F2247,0,IF($C2247>$G2247,0,ROUND(((($F2247-$B2247)/100)*(IF('DBH-Upgrade'!$K$6='DBH-Upgrade'!$K$8,$BZ2261,($BE2247/(($F2247-18)/100))))*$CH2261)+((($B2247-18)/100)*$CA2261*$CD2261*$CG2261),0)))","v":{"$error":"#VALUE!"}},{"$f":"IF($B2247>$F2247,0,IF($C2247>$G2247,0,ROUND(((($F2247-$B2247)/100)*(IF('DBH-Upgrade'!$K$6='DBH-Upgrade'!$K$8,$BZ2261,($BE2247/(($F2247-18)/100))))*$CH2261)+((($B2247-18)/100)*$CA2261*$CG2261),0)))","v":{"$error":"#VALUE!"}},219,{"$error":"#VALUE!"},{"$error":"#VALUE!"},{"$error":"#VALUE!"},0.83657719872110747,{"$error":"#VALUE!"},{"$error":"#VALUE!"},{"$error":"#VALUE!"},2.0829999999999999E-4,1.724,4,1.392796E-3,{"$f":"IF($B2247>$F2247,0,IF($C2247>$G2247,0,ROUND((((($F2247-$B2247)/100)*IF('DBH-Upgrade'!$K$6='DBH-Upgrade'!$K$8,$CC2261,($BF2247/(($F2247-18)/100))))+((($B2247-18)/100)*$CB2261))*IF($E2247>50,IF($G2247=11,(1-(($E2247-50)*0.005)),IF($G2247=16,(1-(($E2247-50)*0.005)),IF($G2247=21,(1-(($E2247-50)*0.005)),1))),1)*$CE2261,0)))","v":{"$error":"#VALUE!"}},{"$f":"IF($B2247>$F2247,0,IF($C2247>$G2247,0,ROUND((((($F2247-$B2247)/100)*IF('DBH-Upgrade'!$K$6='DBH-Upgrade'!$K$8,$CC2261,($BF2247/(($F2247-18)/100))))+((($B2247-18)/100)*$CB2261))*IF($E2247>50,IF($G2247=11,(1-(($E2247-50)*0.005)),IF($G2247=16,(1-(($E2247-50)*0.005)),IF($G2247=21,(1-(($E2247-50)*0.005)),1))),1)*$CD2261,0)))","v":{"$error":"#VALUE!"}},{"$f":"IF($B2247>$F2247,0,IF($C2247>$G2247,0,ROUND((((($F2247-$B2247)/100)*IF('DBH-Upgrade'!$K$6='DBH-Upgrade'!$K$8,$CC2261,($BF2247/(($F2247-18)/100))))+((($B2247-18)/100)*$CB2261))*IF($E2247>50,IF($G2247=11,(1-(($E2247-50)*0.005)),IF($G2247=16,(1-(($E2247-50)*0.005)),IF($G2247=21,(1-(($E2247-50)*0.005)),1))),1),0)))","v":{"$error":"#VALUE!"}},0.95,0.95,0.95,285,297,434,123,128,187,0.27379865375816709,0.29571404939858198,0.61587084260911595,4.4000000000000004,5.5,5.9,7.9,null,3740,null,0.68,null,null,0,13.2,15.1,21.85,null,1,1,1,285,297,434,null,0,0,0,1,2263,3445,577,50,0.78402243332267385,0.72223627558039949,null,1,1,0.99999999999999978,0.99999999999999978,null,0]
["3402401510",{"$f":"'DBH-Upgrade'!$K$8-$CL2252","v":70},10,3,40,240,15,16.5,0,26,30,47.2,3010.4,{"$f":"IF($B2252>$F2252,0,IF($C2252>$G2252,0,ROUND((((($F2252-$B2252)/100)*IF('DBH-Upgrade'!$K$6='DBH-Upgrade'!$K$8,$BZ2266,($BE2252/(($F2252-18)/100))))+((($B2252-18)/100)*$CA2266))*$CE2266,0)))","v":{"$error":"#VALUE!"}},{"$f":"IF($B2252>$F2252,0,IF($C2252>$G2252,0,ROUND((((($F2252-$B2252)/100)*IF('DBH-Upgrade'!$K$6='DBH-Upgrade'!$K$8,$BZ2266,($BE2252/(($F2252-18)/100))))+((($B2252-18)/100)*$CA2266))*$CD2266,0)))","v":{"$error":"#VALUE!"}},{"$f":"IF($B2252>$F2252,0,IF($C2252>$G2252,0,ROUND(((($F2252-$B2252)/100)*IF('DBH-Upgrade'!$K$6='DBH-Upgrade'!$K$8,$BZ2266,($BE2252/(($F2252-18)/100))))+((($B2252-18)/100)*$CA2266),0)))","v":{"$error":"#VALUE!"}},1.5,1.08,1.08,1.08,3010,{"$f":"IF($B2252>$F2252,0,IF($C2252>$G2252,0,ROUND(((($F2252-$B2252)/100)*(IF('DBH-Upgrade'!$K$6='DBH-Upgrade'!$K$8,$BZ2266,($BE2252/(($F2252-18)/100))))*$CH2266)+((($B2252-18)/100)*$CA2266*$CE2266*$CG2266),0)))","v":{"$error":"#VALUE!"}},{"$f":"IF($B2252>$F2252,0,IF($C2252>$G2252,0,ROUND(((($F2252-$B2252)/100)*(IF('DBH-Upgrade'!$K$6='DBH-Upgrade'!$K$8,$BZ2266,($BE2252/(($F2252-18)/100))))*$CH2266)+((($B2252-18)/100)*$CA2266*$CD2266*$CG2266),0)))","v":{"$error":"#VALUE!"}},{"$f":"IF($B2252>$F2252,0,IF($C2252>$G2252,0,ROUND(((($F2252-$B2252)/100)*(IF('DBH-Upgrade'!$K$6='DBH-Upgrade'!$K$8,$BZ2266,($BE2252/(($F2252-18)/100))))*$CH2266)+((($B2252-18)/100)*$CA2266*$CG2266),0)))","v":{"$error":"#VALUE!"}},259,{"$error":"#VALUE!"},{"$error":"#VALUE!"},{"$error":"#VALUE!"},0.43689832817468327,{"$error":"#VALUE!"},{"$error":"#VALUE!"},{"$error":"#VALUE!"},2.0829999999999999E-4,1.724,2,4.6182900000000003E-4,{"$f":"IF($B2252>$F2252,0,IF($C2252>$G2252,0,ROUND((((($F2252-$B2252)/100)*IF('DBH-Upgrade'!$K$6='DBH-Upgrade'!$K$8,$CC2266,($BF2252/(($F2252-18)/100))))+((($B2252-18)/100)*$CB2266))*IF($E2252>50,IF($G2252=11,(1-(($E2252-50)*0.005)),IF($G2252=16,(1-(($E2252-50)*0.005)),IF($G2252=21,(1-(($E2252-50)*0.005)),1))),1)*$CE2266,0)))","v":{"$error":"#VALUE!"}},{"$f":"IF($B2252>$F2252,0,IF($C2252>$G2252,0,ROUND((((($F2252-$B2252)/100)*IF('DBH-Upgrade'!$K$6='DBH-Upgrade'!$K$8,$CC2266,($BF2252/(($F2252-18)/100))))+((($B2252-18)/100)*$CB2266))*IF($E2252>50,IF($G2252=11,(1-(($E2252-50)*0.005)),IF($G2252=16,(1-(($E2252-50)*0.005)),IF($G2252=21,(1-(($E2252-50)*0.005)),1))),1)*$CD2266,0)))","v":{"$error":"#VALUE!"}},{"$f":"IF($B2252>$F2252,0,IF($C2252>$G2252,0,ROUND((((($F2252-$B2252)/100)*IF('DBH-Upgrade'!$K$6='DBH-Upgrade'!$K$8,$CC2266,($BF2252/(($F2252-18)/100))))+((($B2252-18)/100)*$CB2266))*IF($E2252>50,IF($G2252=11,(1-(($E2252-50)*0.005)),IF($G2252=16,(1-(($E2252-50)*0.005)),IF($G2252=21,(1-(($E2252-50)*0.005)),1))),1),0)))","v":{"$error":"#VALUE!"}},1.01,1.01,1.01,174,180,264,75,77,114,4.1194168104123206E-2,4.3300444799019164E-2,9.1207229323603645E-2,2.4,5.5,5.9,7.9,null,3763,null,0.8,null,null,0,13.2,15.1,21.85,null,1,1,1,174,180,264,null,0,0,0,1,1127,2539,352,62,0.76885591203746129,0.70538685838828352,null,1,1,0.99999999999999978,0.99999999999999978,null,0]
["3402801510",{"$f":"'DBH-Upgrade'!$K$8-$CL2264","v":70},10,3,40,280,15,16.5,0,26,30,47.8,3512,{"$f":"IF($B2264>$F2264,0,IF($C2264>$G2264,0,ROUND((((($F2264-$B2264)/100)*IF('DBH-Upgrade'!$K$6='DBH-Upgrade'!$K$8,$BZ2278,($BE2264/(($F2264-18)/100))))+((($B2264-18)/100)*$CA2278))*$CE2278,0)))","v":{"$error":"#VALUE!"}},{"$f":"IF($B2264>$F2264,0,IF($C2264>$G2264,0,ROUND((((($F2264-$B2264)/100)*IF('DBH-Upgrade'!$K$6='DBH-Upgrade'!$K$8,$BZ2278,($BE2264/(($F2264-18)/100))))+((($B2264-18)/100)*$CA2278))*$CD2278,0)))","v":{"$error":"#VALUE!"}},{"$f":"IF($B2264>$F2264,0,IF($C2264>$G2264,0,ROUND(((($F2264-$B2264)/100)*IF('DBH-Upgrade'!$K$6='DBH-Upgrade'!$K$8,$BZ2278,($BE2264/(($F2264-18)/100))))+((($B2264-18)/100)*$CA2278),0)))","v":{"$error":"#VALUE!"}},1.5,1.08,1.08,1.08,3512,{"$f":"IF($B2264>$F2264,0,IF($C2264>$G2264,0,ROUND(((($F2264-$B2264)/100)*(IF('DBH-Upgrade'!$K$6='DBH-Upgrade'!$K$8,$BZ2278,($BE2264/(($F2264-18)/100))))*$CH2278)+((($B2264-18)/100)*$CA2278*$CE2278*$CG2278),0)))","v":{"$error":"#VALUE!"}},{"$f":"IF($B2264>$F2264,0,IF($C2264>$G2264,0,ROUND(((($F2264-$B2264)/100)*(IF('DBH-Upgrade'!$K$6='DBH-Upgrade'!$K$8,$BZ2278,($BE2264/(($F2264-18)/100))))*$CH2278)+((($B2264-18)/100)*$CA2278*$CD2278*$CG2278),0)))","v":{"$error":"#VALUE!"}},{"$f":"IF($B2264>$F2264,0,IF($C2264>$G2264,0,ROUND(((($F2264-$B2264)/100)*(IF('DBH-Upgrade'!$K$6='DBH-Upgrade'!$K$8,$BZ2278,($BE2264/(($F2264-18)/100))))*$CH2278)+((($B2264-18)/100)*$CA2278*$CG2278),0)))","v":{"$error":"#VALUE!"}},302,{"$error":"#VALUE!"},{"$error":"#VALUE!"},{"$error":"#VALUE!"},0.61728807399852748,{"$error":"#VALUE!"},{"$error":"#VALUE!"},{"$error":"#VALUE!"},2.0829999999999999E-4,1.724,2,4.6182900000000003E-4,{"$f":"IF($B2264>$F2264,0,IF($C2264>$G2264,0,ROUND((((($F2264-$B2264)/100)*IF('DBH-Upgrade'!$K$6='DBH-Upgrade'!$K$8,$CC2278,($BF2264/(($F2264-18)/100))))+((($B2264-18)/100)*$CB2278))*IF($E2264>50,IF($G2264=11,(1-(($E2264-50)*0.005)),IF($G2264=16,(1-(($E2264-50)*0.005)),IF($G2264=21,(1-(($E2264-50)*0.005)),1))),1)*$CE2278,0)))","v":{"$error":"#VALUE!"}},{"$f":"IF($B2264>$F2264,0,IF($C2264>$G2264,0,ROUND((((($F2264-$B2264)/100)*IF('DBH-Upgrade'!$K$6='DBH-Upgrade'!$K$8,$CC2278,($BF2264/(($F2264-18)/100))))+((($B2264-18)/100)*$CB2278))*IF($E2264>50,IF($G2264=11,(1-(($E2264-50)*0.005)),IF($G2264=16,(1-(($E2264-50)*0.005)),IF($G2264=21,(1-(($E2264-50)*0.005)),1))),1)*$CD2278,0)))","v":{"$error":"#VALUE!"}},{"$f":"IF($B2264>$F2264,0,IF($C2264>$G2264,0,ROUND((((($F2264-$B2264)/100)*IF('DBH-Upgrade'!$K$6='DBH-Upgrade'!$K$8,$CC2278,($BF2264/(($F2264-18)/100))))+((($B2264-18)/100)*$CB2278))*IF($E2264>50,IF($G2264=11,(1-(($E2264-50)*0.005)),IF($G2264=16,(1-(($E2264-50)*0.005)),IF($G2264=21,(1-(($E2264-50)*0.005)),1))),1),0)))","v":{"$error":"#VALUE!"}},1.01,1.01,1.01,174,178,264,75,77,114,4.3984211451485483E-2,4.6219990936823975E-2,9.6949838972611391E-2,2.8,5.5,5.9,7.9,null,4390,null,0.8,null,null,0,13.2,15.1,21.85,null,1,1,1,174,178,264,null,0,0,0,1,1127,2539,352,62,0.75027509009945204,0.68488673514658593,null,1,1,0.99999999999999978,0.99999999999999978,null,0]
["3403001010",{"$f":"'DBH-Upgrade'!$K$8-$CL2268","v":30},10,3,40,300,10,11.5,0,26,30,47.8,2600.1,{"$f":"IF($B2268>$F2268,0,IF($C2268>$G2268,0,ROUND((((($F2268-$B2268)/100)*IF('DBH-Upgrade'!$K$6='DBH-Upgrade'!$K$8,$BZ2282,($BE2268/(($F2268-18)/100))))+((($B2268-18)/100)*$CA2282))*$CE2282,0)))","v":2276},{"$f":"IF($B2268>$F2268,0,IF($C2268>$G2268,0,ROUND((((($F2268-$B2268)/100)*IF('DBH-Upgrade'!$K$6='DBH-Upgrade'!$K$8,$BZ2282,($BE2268/(($F2268-18)/100))))+((($B2268-18)/100)*$CA2282))*$CD2282,0)))","v":2513},{"$f":"IF($B2268>$F2268,0,IF($C2268>$G2268,0,ROUND(((($F2268-$B2268)/100)*IF('DBH-Upgrade'!$K$6='DBH-Upgrade'!$K$8,$BZ2282,($BE2268/(($F2268-18)/100))))+((($B2268-18)/100)*$CA2282),0)))","v":3348},1.5,1.08,1.08,1.08,2600,{"$f":"IF($B2268>$F2268,0,IF($C2268>$G2268,0,ROUND(((($F2268-$B2268)/100)*(IF('DBH-Upgrade'!$K$6='DBH-Upgrade'!$K$8,$BZ2282,($BE2268/(($F2268-18)/100))))*$CH2282)+((($B2268-18)/100)*$CA2282*$CE2282*$CG2282),0)))","v":3250},{"$f":"IF($B2268>$F2268,0,IF($C2268>$G2268,0,ROUND(((($F2268-$B2268)/100)*(IF('DBH-Upgrade'!$K$6='DBH-Upgrade'!$K$8,$BZ2282,($BE2268/(($F2268-18)/100))))*$CH2282)+((($B2268-18)/100)*$CA2282*$CD2282*$CG2282),0)))","v":3272},{"$f":"IF($B2268>$F2268,0,IF($C2268>$G2268,0,ROUND(((($F2268-$B2268)/100)*(IF('DBH-Upgrade'!$K$6='DBH-Upgrade'!$K$8,$BZ2282,($BE2268/(($F2268-18)/100))))*$CH2282)+((($B2268-18)/100)*$CA2282*$CG2282),0)))","v":3348},224,280,281,288,0.44574941483929365,0.67266331700117232,0.67710476127344887,0.70857364620714003,3.969E-4,1.7345999999999999,2,3.6734700000000002E-4,{"$f":"IF($B2268>$F2268,0,IF($C2268>$G2268,0,ROUND((((($F2268-$B2268)/100)*IF('DBH-Upgrade'!$K$6='DBH-Upgrade'!$K$8,$CC2282,($BF2268/(($F2268-18)/100))))+((($B2268-18)/100)*$CB2282))*IF($E2268>50,IF($G2268=11,(1-(($E2268-50)*0.005)),IF($G2268=16,(1-(($E2268-50)*0.005)),IF($G2268=21,(1-(($E2268-50)*0.005)),1))),1)*$CE2282,0)))","v":143},{"$f":"IF($B2268>$F2268,0,IF($C2268>$G2268,0,ROUND((((($F2268-$B2268)/100)*IF('DBH-Upgrade'!$K$6='DBH-Upgrade'!$K$8,$CC2282,($BF2268/(($F2268-18)/100))))+((($B2268-18)/100)*$CB2282))*IF($E2268>50,IF($G2268=11,(1-(($E2268-50)*0.005)),IF($G2268=16,(1-(($E2268-50)*0.005)),IF($G2268=21,(1-(($E2268-50)*0.005)),1))),1)*$CD2282,0)))","v":157},{"$f":"IF($B2268>$F2268,0,IF($C2268>$G2268,0,ROUND((((($F2268-$B2268)/100)*IF('DBH-Upgrade'!$K$6='DBH-Upgrade'!$K$8,$CC2282,($BF2268/(($F2268-18)/100))))+((($B2268-18)/100)*$CB2282))*IF($E2268>50,IF($G2268=11,(1-(($E2268-50)*0.005)),IF($G2268=16,(1-(($E2268-50)*0.005)),IF($G2268=21,(1-(($E2268-50)*0.005)),1))),1),0)))","v":210},0.98,0.98,0.98,29,32,42,12,14,18,2.1728101483736834E-3,2.8671689221875583E-3,4.5090513917669453E-3,2,5.5,5.9,7.9,null,2889,null,0.9,null,null,0,13.2,15.1,21.85,null,1,1,1,29,32,42,null,0,0,0,1,{"$error":"#VALUE!"},3682,458,{"$error":"#VALUE!"},0.75027509009945204,0.68488673514658593,null,1,1,0.99999999999999978,0.99999999999999978,null,40]
["3403002010",{"$f":"'DBH-Upgrade'!$K$8-$CL2272","v":50},10,3,40,300,20,21.5,0,26,30,47.8,5270.4000000000005,{"$f":"IF($B2272>$F2272,0,IF($C2272>$G2272,0,ROUND((((($F2272-$B2272)/100)*IF('DBH-Upgrade'!$K$6='DBH-Upgrade'!$K$8,$BZ2286,($BE2272/(($F2272-18)/100))))+((($B2272-18)/100)*$CA2286))*$CE2286,0)))","v":{"$error":"#VALUE!"}},{"$f":"IF($B2272>$F2272,0,IF($C2272>$G2272,0,ROUND((((($F2272-$B2272)/100)*IF('DBH-Upgrade'!$K$6='DBH-Upgrade'!$K$8,$BZ2286,($BE2272/(($F2272-18)/100))))+((($B2272-18)/100)*$CA2286))*$CD2286,0)))","v":{"$error":"#VALUE!"}},{"$f":"IF($B2272>$F2272,0,IF($C2272>$G2272,0,ROUND(((($F2272-$B2272)/100)*IF('DBH-Upgrade'!$K$6='DBH-Upgrade'!$K$8,$BZ2286,($BE2272/(($F2272-18)/100))))+((($B2272-18)/100)*$CA2286),0)))","v":{"$error":"#VALUE!"}},1.5,1.08,1.08,1.08,5270,{"$f":"IF($B2272>$F2272,0,IF($C2272>$G2272,0,ROUND(((($F2272-$B2272)/100)*(IF('DBH-Upgrade'!$K$6='DBH-Upgrade'!$K$8,$BZ2286,($BE2272/(($F2272-18)/100))))*$CH2286)+((($B2272-18)/100)*$CA2286*$CE2286*$CG2286),0)))","v":{"$error":"#VALUE!"}},{"$f":"IF($B2272>$F2272,0,IF($C2272>$G2272,0,ROUND(((($F2272-$B2272)/100)*(IF('DBH-Upgrade'!$K$6='DBH-Upgrade'!$K$8,$BZ2286,($BE2272/(($F2272-18)/100))))*$CH2286)+((($B2272-18)/100)*$CA2286*$CD2286*$CG2286),0)))","v":{"$error":"#VALUE!"}},{"$f":"IF($B2272>$F2272,0,IF($C2272>$G2272,0,ROUND(((($F2272-$B2272)/100)*(IF('DBH-Upgrade'!$K$6='DBH-Upgrade'!$K$8,$BZ2286,($BE2272/(($F2272-18)/100))))*$CH2286)+((($B2272-18)/100)*$CA2286*$CG2286),0)))","v":{"$error":"#VALUE!"}},453,{"$error":"#VALUE!"},{"$error":"#VALUE!"},{"$error":"#VALUE!"},1.0249300937591801,{"$error":"#VALUE!"},{"$error":"#VALUE!"},{"$error":"#VALUE!"},1.2760000000000001E-4,1.7219,2,3.76611E-4,{"$f":"IF($B2272>$F2272,0,IF($C2272>$G2272,0,ROUND((((($F2272-$B2272)/100)*IF('DBH-Upgrade'!$K$6='DBH-Upgrade'!$K$8,$CC2286,($BF2272/(($F2272-18)/100))))+((($B2272-18)/100)*$CB2286))*IF($E2272>50,IF($G2272=11,(1-(($E2272-50)*0.005)),IF($G2272=16,(1-(($E2272-50)*0.005)),IF($G2272=21,(1-(($E2272-50)*0.005)),1))),1)*$CE2286,0)))","v":{"$error":"#VALUE!"}},{"$f":"IF($B2272>$F2272,0,IF($C2272>$G2272,0,ROUND((((($F2272-$B2272)/100)*IF('DBH-Upgrade'!$K$6='DBH-Upgrade'!$K$8,$CC2286,($BF2272/(($F2272-18)/100))))+((($B2272-18)/100)*$CB2286))*IF($E2272>50,IF($G2272=11,(1-(($E2272-50)*0.005)),IF($G2272=16,(1-(($E2272-50)*0.005)),IF($G2272=21,(1-(($E2272-50)*0.005)),1))),1)*$CD2286,0)))","v":{"$error":"#VALUE!"}},{"$f":"IF($B2272>$F2272,0,IF($C2272>$G2272,0,ROUND((((($F2272-$B2272)/100)*IF('DBH-Upgrade'!$K$6='DBH-Upgrade'!$K$8,$CC2286,($BF2272/(($F2272-18)/100))))+((($B2272-18)/100)*$CB2286))*IF($E2272>50,IF($G2272=11,(1-(($E2272-50)*0.005)),IF($G2272=16,(1-(($E2272-50)*0.005)),IF($G2272=21,(1-(($E2272-50)*0.005)),1))),1),0)))","v":{"$error":"#VALUE!"}},0.95,0.95,0.95,100,110,147,43,47,63,1.1464440815454415E-2,1.356111920040365E-2,2.3605465918501944E-2,4,5.5,5.9,7.9,null,6588,null,0.8,null,null,0,13.2,15.1,21.85,null,1,1,1,100,110,147,null,0,0,0,1,{"$error":"#VALUE!"},3301,508,{"$error":"#VALUE!"},0.68190449384530405,0.65796861393376183,null,1,1,0.99999999999999978,0.99999999999999978,null,20]
["350701510",{"$f":"'DBH-Upgrade'!$K$8-$CL2284","v":60},10,3,50,70,15,16.5,0,26,30,41,971.2,{"$f":"IF($B2284>$F2284,0,IF($C2284>$G2284,0,ROUND((((($F2284-$B2284)/100)*IF('DBH-Upgrade'!$K$6='DBH-Upgrade'!$K$8,$BZ2298,($BE2284/(($F2284-18)/100))))+((($B2284-18)/100)*$CA2298))*$CE2298,0)))","v":{"$error":"#VALUE!"}},{"$f":"IF($B2284>$F2284,0,IF($C2284>$G2284,0,ROUND((((($F2284-$B2284)/100)*IF('DBH-Upgrade'!$K$6='DBH-Upgrade'!$K$8,$BZ2298,($BE2284/(($F2284-18)/100))))+((($B2284-18)/100)*$CA2298))*$CD2298,0)))","v":{"$error":"#VALUE!"}},{"$f":"IF($B2284>$F2284,0,IF($C2284>$G2284,0,ROUND(((($F2284-$B2284)/100)*IF('DBH-Upgrade'!$K$6='DBH-Upgrade'!$K$8,$BZ2298,($BE2284/(($F2284-18)/100))))+((($B2284-18)/100)*$CA2298),0)))","v":{"$error":"#VALUE!"}},1.5,1.08,1.08,1.08,971,{"$f":"IF($B2284>$F2284,0,IF($C2284>$G2284,0,ROUND(((($F2284-$B2284)/100)*(IF('DBH-Upgrade'!$K$6='DBH-Upgrade'!$K$8,$BZ2298,($BE2284/(($F2284-18)/100))))*$CH2298)+((($B2284-18)/100)*$CA2298*$CE2298*$CG2298),0)))","v":{"$error":"#VALUE!"}},{"$f":"IF($B2284>$F2284,0,IF($C2284>$G2284,0,ROUND(((($F2284-$B2284)/100)*(IF('DBH-Upgrade'!$K$6='DBH-Upgrade'!$K$8,$BZ2298,($BE2284/(($F2284-18)/100))))*$CH2298)+((($B2284-18)/100)*$CA2298*$CD2298*$CG2298),0)))","v":{"$error":"#VALUE!"}},{"$f":"IF($B2284>$F2284,0,IF($C2284>$G2284,0,ROUND(((($F2284-$B2284)/100)*(IF('DBH-Upgrade'!$K$6='DBH-Upgrade'!$K$8,$BZ2298,($BE2284/(($F2284-18)/100))))*$CH2298)+((($B2284-18)/100)*$CA2298*$CG2298),0)))","v":{"$error":"#VALUE!"}},84,{"$error":"#VALUE!"},{"$error":"#VALUE!"},{"$error":"#VALUE!"},3.6649876914223174E-2,{"$error":"#VALUE!"},{"$error":"#VALUE!"},{"$error":"#VALUE!"},2.0829999999999999E-4,1.724,2,4.6182900000000003E-4,{"$f":"IF($B2284>$F2284,0,IF($C2284>$G2284,0,ROUND((((($F2284-$B2284)/100)*IF('DBH-Upgrade'!$K$6='DBH-Upgrade'!$K$8,$CC2298,($BF2284/(($F2284-18)/100))))+((($B2284-18)/100)*$CB2298))*IF($E2284>50,IF($G2284=11,(1-(($E2284-50)*0.005)),IF($G2284=16,(1-(($E2284-50)*0.005)),IF($G2284=21,(1-(($E2284-50)*0.005)),1))),1)*$CE2298,0)))","v":{"$error":"#VALUE!"}},{"$f":"IF($B2284>$F2284,0,IF($C2284>$G2284,0,ROUND((((($F2284-$B2284)/100)*IF('DBH-Upgrade'!$K$6='DBH-Upgrade'!$K$8,$CC2298,($BF2284/(($F2284-18)/100))))+((($B2284-18)/100)*$CB2298))*IF($E2284>50,IF($G2284=11,(1-(($E2284-50)*0.005)),IF($G2284=16,(1-(($E2284-50)*0.005)),IF($G2284=21,(1-(($E2284-50)*0.005)),1))),1)*$CD2298,0)))","v":{"$error":"#VALUE!"}},{"$f":"IF($B2284>$F2284,0,IF($C2284>$G2284,0,ROUND((((($F2284-$B2284)/100)*IF('DBH-Upgrade'!$K$6='DBH-Upgrade'!$K$8,$CC2298,($BF2284/(($F2284-18)/100))))+((($B2284-18)/100)*$CB2298))*IF($E2284>50,IF($G2284=11,(1-(($E2284-50)*0.005)),IF($G2284=16,(1-(($E2284-50)*0.005)),IF($G2284=21,(1-(($E2284-50)*0.005)),1))),1),0)))","v":{"$error":"#VALUE!"}},1.01,1.01,1.01,150,161,213,65,69,92,2.2152309746863368E-2,2.4906816538626166E-2,4.3822991749213405E-2,0.7,5.5,5.9,7.9,null,1214,null,0.8,null,null,0,13.2,15.1,21.85,null,1,1,1,150,161,213,null,0,0,0,1,{"$error":"#VALUE!"},3301,508,{"$error":"#VALUE!"},0.67294243770541662,0.6582099452827469,null,1,1,0.99999999999999978,0.99999999999999978,null,10]
["350802010",{"$f":"'DBH-Upgrade'!$K$8-$CL2292","v":70},10,3,50,80,20,21.5,0,26,30,41.8,1552,{"$f":"IF($B2292>$F2292,0,IF($C2292>$G2292,0,ROUND((((($F2292-$B2292)/100)*IF('DBH-Upgrade'!$K$6='DBH-Upgrade'!$K$8,$BZ2306,($BE2292/(($F2292-18)/100))))+((($B2292-18)/100)*$CA2306))*$CE2306,0)))","v":{"$error":"#VALUE!"}},{"$f":"IF($B2292>$F2292,0,IF($C2292>$G2292,0,ROUND((((($F2292-$B2292)/100)*IF('DBH-Upgrade'!$K$6='DBH-Upgrade'!$K$8,$BZ2306,($BE2292/(($F2292-18)/100))))+((($B2292-18)/100)*$CA2306))*$CD2306,0)))","v":{"$error":"#VALUE!"}},{"$f":"IF($B2292>$F2292,0,IF($C2292>$G2292,0,ROUND(((($F2292-$B2292)/100)*IF('DBH-Upgrade'!$K$6='DBH-Upgrade'!$K$8,$BZ2306,($BE2292/(($F2292-18)/100))))+((($B2292-18)/100)*$CA2306),0)))","v":{"$error":"#VALUE!"}},1.5,1.08,1.08,1.08,1552,{"$f":"IF($B2292>$F2292,0,IF($C2292>$G2292,0,ROUND(((($F2292-$B2292)/100)*(IF('DBH-Upgrade'!$K$6='DBH-Upgrade'!$K$8,$BZ2306,($BE2292/(($F2292-18)/100))))*$CH2306)+((($B2292-18)/100)*$CA2306*$CE2306*$CG2306),0)))","v":{"$error":"#VALUE!"}},{"$f":"IF($B2292>$F2292,0,IF($C2292>$G2292,0,ROUND(((($F2292-$B2292)/100)*(IF('DBH-Upgrade'!$K$6='DBH-Upgrade'!$K$8,$BZ2306,($BE2292/(($F2292-18)/100))))*$CH2306)+((($B2292-18)/100)*$CA2306*$CD2306*$CG2306),0)))","v":{"$error":"#VALUE!"}},{"$f":"IF($B2292>$F2292,0,IF($C2292>$G2292,0,ROUND(((($F2292-$B2292)/100)*(IF('DBH-Upgrade'!$K$6='DBH-Upgrade'!$K$8,$BZ2306,($BE2292/(($F2292-18)/100))))*$CH2306)+((($B2292-18)/100)*$CA2306*$CG2306),0)))","v":{"$error":"#VALUE!"}},133,{"$error":"#VALUE!"},{"$error":"#VALUE!"},{"$error":"#VALUE!"},7.2734878042479884E-2,{"$error":"#VALUE!"},{"$error":"#VALUE!"},{"$error":"#VALUE!"},1.2760000000000001E-4,1.7219,2,3.76611E-4,{"$f":"IF($B2292>$F2292,0,IF($C2292>$G2292,0,ROUND((((($F2292-$B2292)/100)*IF('DBH-Upgrade'!$K$6='DBH-Upgrade'!$K$8,$CC2306,($BF2292/(($F2292-18)/100))))+((($B2292-18)/100)*$CB2306))*IF($E2292>50,IF($G2292=11,(1-(($E2292-50)*0.005)),IF($G2292=16,(1-(($E2292-50)*0.005)),IF($G2292=21,(1-(($E2292-50)*0.005)),1))),1)*$CE2306,0)))","v":{"$error":"#VALUE!"}},{"$f":"IF($B2292>$F2292,0,IF($C2292>$G2292,0,ROUND((((($F2292-$B2292)/100)*IF('DBH-Upgrade'!$K$6='DBH-Upgrade'!$K$8,$CC2306,($BF2292/(($F2292-18)/100))))+((($B2292-18)/100)*$CB2306))*IF($E2292>50,IF($G2292=11,(1-(($E2292-50)*0.005)),IF($G2292=16,(1-(($E2292-50)*0.005)),IF($G2292=21,(1-(($E2292-50)*0.005)),1))),1)*$CD2306,0)))","v":{"$error":"#VALUE!"}},{"$f":"IF($B2292>$F2292,0,IF($C2292>$G2292,0,ROUND((((($F2292-$B2292)/100)*IF('DBH-Upgrade'!$K$6='DBH-Upgrade'!$K$8,$CC2306,($BF2292/(($F2292-18)/100))))+((($B2292-18)/100)*$CB2306))*IF($E2292>50,IF($G2292=11,(1-(($E2292-50)*0.005)),IF($G2292=16,(1-(($E2292-50)*0.005)),IF($G2292=21,(1-(($E2292-50)*0.005)),1))),1),0)))","v":{"$error":"#VALUE!"}},0.95,0.95,0.95,184,197,238,79,85,102,2.6071835263107315E-2,3.0111638446644183E-2,4.3115449560715988E-2,1.1000000000000001,5.5,5.9,7.9,null,1940,null,0.8,null,null,0,13.2,15.1,21.85,null,1,1,1,184,197,238,null,0,0,0,1,{"$error":"#VALUE!"},3301,508,{"$error":"#VALUE!"},0.75555534806492441,0.70383877729866806,null,1,1,0.99999999999999978,0.99999999999999978,null,0]
["350802110",{"$f":"'DBH-Upgrade'!$K$8-$CL2293","v":70},10,3,50,80,21,21.5,0,26,30,41.8,1652.8000000000002,{"$f":"IF($B2293>$F2293,0,IF($C2293>$G2293,0,ROUND((((($F2293-$B2293)/100)*IF('DBH-Upgrade'!$K$6='DBH-Upgrade'!$K$8,$BZ2307,($BE2293/(($F2293-18)/100))))+((($B2293-18)/100)*$CA2307))*$CE2307,0)))","v":{"$error":"#VALUE!"}},{"$f":"IF($B2293>$F2293,0,IF($C2293>$G2293,0,ROUND((((($F2293-$B2293)/100)*IF('DBH-Upgrade'!$K$6='DBH-Upgrade'!$K$8,$BZ2307,($BE2293/(($F2293-18)/100))))+((($B2293-18)/100)*$CA2307))*$CD2307,0)))","v":{"$error":"#VALUE!"}},{"$f":"IF($B2293>$F2293,0,IF($C2293>$G2293,0,ROUND(((($F2293-$B2293)/100)*IF('DBH-Upgrade'!$K$6='DBH-Upgrade'!$K$8,$BZ2307,($BE2293/(($F2293-18)/100))))+((($B2293-18)/100)*$CA2307),0)))","v":{"$error":"#VALUE!"}},1.5,1.05,1.05,1.05,1653,{"$f":"IF($B2293>$F2293,0,IF($C2293>$G2293,0,ROUND(((($F2293-$B2293)/100)*(IF('DBH-Upgrade'!$K$6='DBH-Upgrade'!$K$8,$BZ2307,($BE2293/(($F2293-18)/100))))*$CH2307)+((($B2293-18)/100)*$CA2307*$CE2307*$CG2307),0)))","v":{"$error":"#VALUE!"}},{"$f":"IF($B2293>$F2293,0,IF($C2293>$G2293,0,ROUND(((($F2293-$B2293)/100)*(IF('DBH-Upgrade'!$K$6='DBH-Upgrade'!$K$8,$BZ2307,($BE2293/(($F2293-18)/100))))*$CH2307)+((($B2293-18)/100)*$CA2307*$CD2307*$CG2307),0)))","v":{"$error":"#VALUE!"}},{"$f":"IF($B2293>$F2293,0,IF($C2293>$G2293,0,ROUND(((($F2293-$B2293)/100)*(IF('DBH-Upgrade'!$K$6='DBH-Upgrade'!$K$8,$BZ2307,($BE2293/(($F2293-18)/100))))*$CH2307)+((($B2293-18)/100)*$CA2307*$CG2307),0)))","v":{"$error":"#VALUE!"}},142,{"$error":"#VALUE!"},{"$error":"#VALUE!"},{"$error":"#VALUE!"},0.11828482132104842,{"$error":"#VALUE!"},{"$error":"#VALUE!"},{"$error":"#VALUE!"},1.2760000000000001E-4,1.7219,4,5.1420100000000005E-4,{"$f":"IF($B2293>$F2293,0,IF($C2293>$G2293,0,ROUND((((($F2293-$B2293)/100)*IF('DBH-Upgrade'!$K$6='DBH-Upgrade'!$K$8,$CC2307,($BF2293/(($F2293-18)/100))))+((($B2293-18)/100)*$CB2307))*IF($E2293>50,IF($G2293=11,(1-(($E2293-50)*0.005)),IF($G2293=16,(1-(($E2293-50)*0.005)),IF($G2293=21,(1-(($E2293-50)*0.005)),1))),1)*$CE2307,0)))","v":{"$error":"#VALUE!"}},{"$f":"IF($B2293>$F2293,0,IF($C2293>$G2293,0,ROUND((((($F2293-$B2293)/100)*IF('DBH-Upgrade'!$K$6='DBH-Upgrade'!$K$8,$CC2307,($BF2293/(($F2293-18)/100))))+((($B2293-18)/100)*$CB2307))*IF($E2293>50,IF($G2293=11,(1-(($E2293-50)*0.005)),IF($G2293=16,(1-(($E2293-50)*0.005)),IF($G2293=21,(1-(($E2293-50)*0.005)),1))),1)*$CD2307,0)))","v":{"$error":"#VALUE!"}},{"$f":"IF($B2293>$F2293,0,IF($C2293>$G2293,0,ROUND((((($F2293-$B2293)/100)*IF('DBH-Upgrade'!$K$6='DBH-Upgrade'!$K$8,$CC2307,($BF2293/(($F2293-18)/100))))+((($B2293-18)/100)*$CB2307))*IF($E2293>50,IF($G2293=11,(1-(($E2293-50)*0.005)),IF($G2293=16,(1-(($E2293-50)*0.005)),IF($G2293=21,(1-(($E2293-50)*0.005)),1))),1),0)))","v":{"$error":"#VALUE!"}},0.85,0.85,0.85,271,291,390,117,125,168,8.0927946505306478E-2,9.2124850207916414E-2,0.16449965243197071,2.1,5.5,5.9,7.9,null,2066,null,0.8,null,null,0,13.2,15.1,21.85,null,1,1,1,271,291,390,null,0,0,0,1,{"$error":"#VALUE!"},4479,834,{"$error":"#VALUE!"},0.75555534806492441,0.70383877729866806,null,1,1,0.99999999999999978,0.99999999999999978,null,0]
["3501002010",{"$f":"'DBH-Upgrade'!$K$8-$CL2304","v":70},10,3,50,100,20,21.5,0,26,30,43,1940,{"$f":"IF($B2304>$F2304,0,IF($C2304>$G2304,0,ROUND((((($F2304-$B2304)/100)*IF('DBH-Upgrade'!$K$6='DBH-Upgrade'!$K$8,$BZ2318,($BE2304/(($F2304-18)/100))))+((($B2304-18)/100)*$CA2318))*$CE2318,0)))","v":{"$error":"#VALUE!"}},{"$f":"IF($B2304>$F2304,0,IF($C2304>$G2304,0,ROUND((((($F2304-$B2304)/100)*IF('DBH-Upgrade'!$K$6='DBH-Upgrade'!$K$8,$BZ2318,($BE2304/(($F2304-18)/100))))+((($B2304-18)/100)*$CA2318))*$CD2318,0)))","v":{"$error":"#VALUE!"}},{"$f":"IF($B2304>$F2304,0,IF($C2304>$G2304,0,ROUND(((($F2304-$B2304)/100)*IF('DBH-Upgrade'!$K$6='DBH-Upgrade'!$K$8,$BZ2318,($BE2304/(($F2304-18)/100))))+((($B2304-18)/100)*$CA2318),0)))","v":{"$error":"#VALUE!"}},1.5,1.08,1.08,1.08,1940,{"$f":"IF($B2304>$F2304,0,IF($C2304>$G2304,0,ROUND(((($F2304-$B2304)/100)*(IF('DBH-Upgrade'!$K$6='DBH-Upgrade'!$K$8,$BZ2318,($BE2304/(($F2304-18)/100))))*$CH2318)+((($B2304-18)/100)*$CA2318*$CE2318*$CG2318),0)))","v":{"$error":"#VALUE!"}},{"$f":"IF($B2304>$F2304,0,IF($C2304>$G2304,0,ROUND(((($F2304-$B2304)/100)*(IF('DBH-Upgrade'!$K$6='DBH-Upgrade'!$K$8,$BZ2318,($BE2304/(($F2304-18)/100))))*$CH2318)+((($B2304-18)/100)*$CA2318*$CD2318*$CG2318),0)))","v":{"$error":"#VALUE!"}},{"$f":"IF($B2304>$F2304,0,IF($C2304>$G2304,0,ROUND(((($F2304-$B2304)/100)*(IF('DBH-Upgrade'!$K$6='DBH-Upgrade'!$K$8,$BZ2318,($BE2304/(($F2304-18)/100))))*$CH2318)+((($B2304-18)/100)*$CA2318*$CG2318),0)))","v":{"$error":"#VALUE!"}},167,{"$error":"#VALUE!"},{"$error":"#VALUE!"},{"$error":"#VALUE!"},0.1173162593266832,{"$error":"#VALUE!"},{"$error":"#VALUE!"},{"$error":"#VALUE!"},1.2760000000000001E-4,1.7219,2,3.76611E-4,{"$f":"IF($B2304>$F2304,0,IF($C2304>$G2304,0,ROUND((((($F2304-$B2304)/100)*IF('DBH-Upgrade'!$K$6='DBH-Upgrade'!$K$8,$CC2318,($BF2304/(($F2304-18)/100))))+((($B2304-18)/100)*$CB2318))*IF($E2304>50,IF($G2304=11,(1-(($E2304-50)*0.005)),IF($G2304=16,(1-(($E2304-50)*0.005)),IF($G2304=21,(1-(($E2304-50)*0.005)),1))),1)*$CE2318,0)))","v":{"$error":"#VALUE!"}},{"$f":"IF($B2304>$F2304,0,IF($C2304>$G2304,0,ROUND((((($F2304-$B2304)/100)*IF('DBH-Upgrade'!$K$6='DBH-Upgrade'!$K$8,$CC2318,($BF2304/(($F2304-18)/100))))+((($B2304-18)/100)*$CB2318))*IF($E2304>50,IF($G2304=11,(1-(($E2304-50)*0.005)),IF($G2304=16,(1-(($E2304-50)*0.005)),IF($G2304=21,(1-(($E2304-50)*0.005)),1))),1)*$CD2318,0)))","v":{"$error":"#VALUE!"}},{"$f":"IF($B2304>$F2304,0,IF($C2304>$G2304,0,ROUND((((($F2304-$B2304)/100)*IF('DBH-Upgrade'!$K$6='DBH-Upgrade'!$K$8,$CC2318,($BF2304/(($F2304-18)/100))))+((($B2304-18)/100)*$CB2318))*IF($E2304>50,IF($G2304=11,(1-(($E2304-50)*0.005)),IF($G2304=16,(1-(($E2304-50)*0.005)),IF($G2304=21,(1-(($E2304-50)*0.005)),1))),1),0)))","v":{"$error":"#VALUE!"}},0.95,0.95,0.95,180,194,238,77,83,102,2.567520968927843E-2,2.9741436093479189E-2,4.4553404831909879E-2,1.3,5.5,5.9,7.9,null,2425,null,0.8,null,null,0,13.2,15.1,21.85,null,1,1,1,180,194,238,null,0,0,0,1,{"$error":"#VALUE!"},3301,508,{"$error":"#VALUE!"},0.74531089933631789,0.69504144552059222,null,1,1,0.99999999999999978,0.99999999999999978,null,0]
["3501201010",{"$f":"'DBH-Upgrade'!$K$8-$CL2312","v":70},10,3,50,120,10,11.5,0,26,30,44,1161.9000000000001,{"$f":"IF($B2312>$F2312,0,IF($C2312>$G2312,0,ROUND((((($F2312-$B2312)/100)*IF('DBH-Upgrade'!$K$6='DBH-Upgrade'!$K$8,$BZ2326,($BE2312/(($F2312-18)/100))))+((($B2312-18)/100)*$CA2326))*$CE2326,0)))","v":1400},{"$f":"IF($B2312>$F2312,0,IF($C2312>$G2312,0,ROUND((((($F2312-$B2312)/100)*IF('DBH-Upgrade'!$K$6='DBH-Upgrade'!$K$8,$BZ2326,($BE2312/(($F2312-18)/100))))+((($B2312-18)/100)*$CA2326))*$CD2326,0)))","v":1513},{"$f":"IF($B2312>$F2312,0,IF($C2312>$G2312,0,ROUND(((($F2312-$B2312)/100)*IF('DBH-Upgrade'!$K$6='DBH-Upgrade'!$K$8,$BZ2326,($BE2312/(($F2312-18)/100))))+((($B2312-18)/100)*$CA2326),0)))","v":1884},1.5,1.08,1.08,1.08,1162,{"$f":"IF($B2312>$F2312,0,IF($C2312>$G2312,0,ROUND(((($F2312-$B2312)/100)*(IF('DBH-Upgrade'!$K$6='DBH-Upgrade'!$K$8,$BZ2326,($BE2312/(($F2312-18)/100))))*$CH2326)+((($B2312-18)/100)*$CA2326*$CE2326*$CG2326),0)))","v":1545},{"$f":"IF($B2312>$F2312,0,IF($C2312>$G2312,0,ROUND(((($F2312-$B2312)/100)*(IF('DBH-Upgrade'!$K$6='DBH-Upgrade'!$K$8,$BZ2326,($BE2312/(($F2312-18)/100))))*$CH2326)+((($B2312-18)/100)*$CA2326*$CD2326*$CG2326),0)))","v":1624},{"$f":"IF($B2312>$F2312,0,IF($C2312>$G2312,0,ROUND(((($F2312-$B2312)/100)*(IF('DBH-Upgrade'!$K$6='DBH-Upgrade'!$K$8,$BZ2326,($BE2312/(($F2312-18)/100))))*$CH2326)+((($B2312-18)/100)*$CA2326*$CG2326),0)))","v":1884},100,133,140,162,6.019921043317894E-2,0.10336611973575756,0.11393853661367993,0.15035448316497366,3.969E-4,1.7345999999999999,2,3.6734700000000002E-4,{"$f":"IF($B2312>$F2312,0,IF($C2312>$G2312,0,ROUND((((($F2312-$B2312)/100)*IF('DBH-Upgrade'!$K$6='DBH-Upgrade'!$K$8,$CC2326,($BF2312/(($F2312-18)/100))))+((($B2312-18)/100)*$CB2326))*IF($E2312>50,IF($G2312=11,(1-(($E2312-50)*0.005)),IF($G2312=16,(1-(($E2312-50)*0.005)),IF($G2312=21,(1-(($E2312-50)*0.005)),1))),1)*$CE2326,0)))","v":159},{"$f":"IF($B2312>$F2312,0,IF($C2312>$G2312,0,ROUND((((($F2312-$B2312)/100)*IF('DBH-Upgrade'!$K$6='DBH-Upgrade'!$K$8,$CC2326,($BF2312/(($F2312-18)/100))))+((($B2312-18)/100)*$CB2326))*IF($E2312>50,IF($G2312=11,(1-(($E2312-50)*0.005)),IF($G2312=16,(1-(($E2312-50)*0.005)),IF($G2312=21,(1-(($E2312-50)*0.005)),1))),1)*$CD2326,0)))","v":172},{"$f":"IF($B2312>$F2312,0,IF($C2312>$G2312,0,ROUND((((($F2312-$B2312)/100)*IF('DBH-Upgrade'!$K$6='DBH-Upgrade'!$K$8,$CC2326,($BF2312/(($F2312-18)/100))))+((($B2312-18)/100)*$CB2326))*IF($E2312>50,IF($G2312=11,(1-(($E2312-50)*0.005)),IF($G2312=16,(1-(($E2312-50)*0.005)),IF($G2312=21,(1-(($E2312-50)*0.005)),1))),1),0)))","v":214},0.98,0.98,0.98,136,147,183,58,63,79,2.1517231813908286E-2,2.5146086573036332E-2,3.8545345217725166E-2,0.8,5.5,5.9,7.9,null,1291,null,0.9,null,null,0,13.2,15.1,21.85,null,1,1,1,136,147,183,null,0,0,0,1,{"$error":"#VALUE!"},{"$f":"ROUND(IF($C2298=10,IF($G2298=10,2539,IF($G2298=11,3445,IF($G2298=15,2539*1.3,IF($G2298=16,3445*1.3,IF($G2298=20,(2539*1.45),IF($G2298=21,(3445*1.55))))))),IF($C2298=15,IF($G2298=10,0,IF($G2298=11,0,IF($G2298=15,3238,IF($G2298=16,4735,IF($G2298=20,4062,IF($G2298=21,6098)))))))),0)","v":3682},{"$f":"ROUND(IF($C2298=10,IF($G2298=10,352,IF($G2298=11,577,IF($G2298=15,442*1.15,IF($G2298=16,725*1.15,IF($G2298=20,(352*1.3),IF($G2298=21,(577*1.3))))))),IF($C2298=15,IF($G2298=10,0,IF($G2298=11,0,IF($G2298=15,442,IF($G2298=16,725,IF($G2298=20,502,IF($G2298=21,791)))))))),0)","v":458},{"$error":"#VALUE!"},0.8212441545440573,0.76343880970753542,null,{"$f":"POWER((($S$1-$S$2)/LN(($S$1-$S$3)/($S$2-$S$3)))/((75-65)/LN((75-20)/(65-20))),R2298)","v":1},{"$f":"POWER((($S$1-$S$2)/LN(($S$1-$S$3)/($S$2-$S$3)))/((75-65)/LN((75-20)/(65-20))),Q2298)","v":1},{"$f":"POWER((($AT$1-$AT$2)/LN(($AT$1-$AT$3)/($AT$2-$AT$3)))/((16-18)/LN((16-27)/(18-27))),AP2298)","v":0.99999999999999978},{"$f":"POWER((($AT$1-$AT$2)/LN(($AT$1-$AT$3)/($AT$2-$AT$3)))/((16-18)/LN((16-27)/(18-27))),AP2298)","v":0.99999999999999978},null,0]
["3501401010",{"$f":"'DBH-Upgrade'!$K$8-$CL2318","v":70},10,3,50,140,10,11.5,0,26,30,44.8,{"$f":"BE2318*BG2318","v":1355.4},{"$f":"IF($B2318>$F2318,0,IF($C2318>$G2318,0,ROUND((((($F2318-$B2318)/100)*IF('DBH-Upgrade'!$K$6='DBH-Upgrade'!$K$8,$BZ2332,($BE2318/(($F2318-18)/100))))+((($B2318-18)/100)*$CA2332))*$CE2332,0)))","v":1544},{"$f":"IF($B2318>$F2318,0,IF($C2318>$G2318,0,ROUND((((($F2318-$B2318)/100)*IF('DBH-Upgrade'!$K$6='DBH-Upgrade'!$K$8,$BZ2332,($BE2318/(($F2318-18)/100))))+((($B2318-18)/100)*$CA2332))*$CD2332,0)))","v":1672},{"$f":"IF($B2318>$F2318,0,IF($C2318>$G2318,0,ROUND(((($F2318-$B2318)/100)*IF('DBH-Upgrade'!$K$6='DBH-Upgrade'!$K$8,$BZ2332,($BE2318/(($F2318-18)/100))))+((($B2318-18)/100)*$CA2332),0)))","v":2109},1.5,1.08,1.08,1.08,1355,{"$f":"IF($B2318>$F2318,0,IF($C2318>$G2318,0,ROUND(((($F2318-$B2318)/100)*(IF('DBH-Upgrade'!$K$6='DBH-Upgrade'!$K$8,$BZ2332,($BE2318/(($F2318-18)/100))))*$CH2332)+((($B2318-18)/100)*$CA2332*$CE2332*$CG2332),0)))","v":1755},{"$f":"IF($B2318>$F2318,0,IF($C2318>$G2318,0,ROUND(((($F2318-$B2318)/100)*(IF('DBH-Upgrade'!$K$6='DBH-Upgrade'!$K$8,$BZ2332,($BE2318/(($F2318-18)/100))))*$CH2332)+((($B2318-18)/100)*$CA2332*$CD2332*$CG2332),0)))","v":1836},{"$f":"IF($B2318>$F2318,0,IF($C2318>$G2318,0,ROUND(((($F2318-$B2318)/100)*(IF('DBH-Upgrade'!$K$6='DBH-Upgrade'!$K$8,$BZ2332,($BE2318/(($F2318-18)/100))))*$CH2332)+((($B2318-18)/100)*$CA2332*$CG2332),0)))","v":2109},117,151,158,181,8.7072593522862174E-2,0.14091109064366686,0.15350854252153115,0.19849528066125693,3.969E-4,1.7345999999999999,2,3.6734700000000002E-4,{"$f":"IF($B2318>$F2318,0,IF($C2318>$G2318,0,ROUND((((($F2318-$B2318)/100)*IF('DBH-Upgrade'!$K$6='DBH-Upgrade'!$K$8,$CC2332,($BF2318/(($F2318-18)/100))))+((($B2318-18)/100)*$CB2332))*IF($E2318>50,IF($G2318=11,(1-(($E2318-50)*0.005)),IF($G2318=16,(1-(($E2318-50)*0.005)),IF($G2318=21,(1-(($E2318-50)*0.005)),1))),1)*$CE2332,0)))","v":166},{"$f":"IF($B2318>$F2318,0,IF($C2318>$G2318,0,ROUND((((($F2318-$B2318)/100)*IF('DBH-Upgrade'!$K$6='DBH-Upgrade'!$K$8,$CC2332,($BF2318/(($F2318-18)/100))))+((($B2318-18)/100)*$CB2332))*IF($E2318>50,IF($G2318=11,(1-(($E2318-50)*0.005)),IF($G2318=16,(1-(($E2318-50)*0.005)),IF($G2318=21,(1-(($E2318-50)*0.005)),1))),1)*$CD2332,0)))","v":180},{"$f":"IF($B2318>$F2318,0,IF($C2318>$G2318,0,ROUND((((($F2318-$B2318)/100)*IF('DBH-Upgrade'!$K$6='DBH-Upgrade'!$K$8,$CC2332,($BF2318/(($F2318-18)/100))))+((($B2318-18)/100)*$CB2332))*IF($E2318>50,IF($G2318=11,(1-(($E2318-50)*0.005)),IF($G2318=16,(1-(($E2318-50)*0.005)),IF($G2318=21,(1-(($E2318-50)*0.005)),1))),1),0)))","v":226},0.98,0.98,0.98,134,145,183,58,62,79,2.3298828366087886E-2,2.6398974796288582E-2,4.1590372011877659E-2,0.9,5.5,5.9,7.9,null,1506,null,0.9,null,null,0,13.2,15.1,21.85,null,1,1,1,134,145,183,null,0,0,0,1,{"$error":"#VALUE!"},3682,458,{"$error":"#VALUE!"},0.81466996609637188,0.75619868948084668,null,1,1,0.99999999999999978,0.99999999999999978,null,0]
["3501601010",{"$f":"'DBH-Upgrade'!$K$8-$CL2324","v":70},10,3,50,160,10,11.5,0,26,30,45.5,1549.8,{"$f":"IF($B2324>$F2324,0,IF($C2324>$G2324,0,ROUND((((($F2324-$B2324)/100)*IF('DBH-Upgrade'!$K$6='DBH-Upgrade'!$K$8,$BZ2338,($BE2324/(($F2324-18)/100))))+((($B2324-18)/100)*$CA2338))*$CE2338,0)))","v":1686},{"$f":"IF($B2324>$F2324,0,IF($C2324>$G2324,0,ROUND((((($F2324-$B2324)/100)*IF('DBH-Upgrade'!$K$6='DBH-Upgrade'!$K$8,$BZ2338,($BE2324/(($F2324-18)/100))))+((($B2324-18)/100)*$CA2338))*$CD2338,0)))","v":1830},{"$f":"IF($B2324>$F2324,0,IF($C2324>$G2324,0,ROUND(((($F2324-$B2324)/100)*IF('DBH-Upgrade'!$K$6='DBH-Upgrade'!$K$8,$BZ2338,($BE2324/(($F2324-18)/100))))+((($B2324-18)/100)*$CA2338),0)))","v":2335},1.5,1.08,1.08,1.08,1550,{"$f":"IF($B2324>$F2324,0,IF($C2324>$G2324,0,ROUND(((($F2324-$B2324)/100)*(IF('DBH-Upgrade'!$K$6='DBH-Upgrade'!$K$8,$BZ2338,($BE2324/(($F2324-18)/100))))*$CH2338)+((($B2324-18)/100)*$CA2338*$CE2338*$CG2338),0)))","v":1968},{"$f":"IF($B2324>$F2324,0,IF($C2324>$G2324,0,ROUND(((($F2324-$B2324)/100)*(IF('DBH-Upgrade'!$K$6='DBH-Upgrade'!$K$8,$BZ2338,($BE2324/(($F2324-18)/100))))*$CH2338)+((($B2324-18)/100)*$CA2338*$CD2338*$CG2338),0)))","v":2049},{"$f":"IF($B2324>$F2324,0,IF($C2324>$G2324,0,ROUND(((($F2324-$B2324)/100)*(IF('DBH-Upgrade'!$K$6='DBH-Upgrade'!$K$8,$BZ2338,($BE2324/(($F2324-18)/100))))*$CH2338)+((($B2324-18)/100)*$CA2338*$CG2338),0)))","v":2335},133,169,176,201,0.11839858531240816,0.18572654509721107,0.20046748279247403,0.25744475993306548,3.969E-4,1.7345999999999999,2,3.6734700000000002E-4,{"$f":"IF($B2324>$F2324,0,IF($C2324>$G2324,0,ROUND((((($F2324-$B2324)/100)*IF('DBH-Upgrade'!$K$6='DBH-Upgrade'!$K$8,$CC2338,($BF2324/(($F2324-18)/100))))+((($B2324-18)/100)*$CB2338))*IF($E2324>50,IF($G2324=11,(1-(($E2324-50)*0.005)),IF($G2324=16,(1-(($E2324-50)*0.005)),IF($G2324=21,(1-(($E2324-50)*0.005)),1))),1)*$CE2338,0)))","v":172},{"$f":"IF($B2324>$F2324,0,IF($C2324>$G2324,0,ROUND((((($F2324-$B2324)/100)*IF('DBH-Upgrade'!$K$6='DBH-Upgrade'!$K$8,$CC2338,($BF2324/(($F2324-18)/100))))+((($B2324-18)/100)*$CB2338))*IF($E2324>50,IF($G2324=11,(1-(($E2324-50)*0.005)),IF($G2324=16,(1-(($E2324-50)*0.005)),IF($G2324=21,(1-(($E2324-50)*0.005)),1))),1)*$CD2338,0)))","v":187},{"$f":"IF($B2324>$F2324,0,IF($C2324>$G2324,0,ROUND((((($F2324-$B2324)/100)*IF('DBH-Upgrade'!$K$6='DBH-Upgrade'!$K$8,$CC2338,($BF2324/(($F2324-18)/100))))+((($B2324-18)/100)*$CB2338))*IF($E2324>50,IF($G2324=11,(1-(($E2324-50)*0.005)),IF($G2324=16,(1-(($E2324-50)*0.005)),IF($G2324=21,(1-(($E2324-50)*0.005)),1))),1),0)))","v":239},0.98,0.98,0.98,132,144,183,57,62,79,2.4280991917074727E-2,2.839906595709886E-2,4.4635398806030152E-2,1.1000000000000001,5.5,5.9,7.9,null,1722,null,0.9,null,null,0,13.2,15.1,21.85,null,1,1,1,132,144,183,null,0,0,0,1,{"$error":"#VALUE!"},3682,458,{"$error":"#VALUE!"},0.81466996609637188,0.75619868948084668,null,1,1,0.99999999999999978,0.99999999999999978,null,0]
["3501801510",{"$f":"'DBH-Upgrade'!$K$8-$CL2332","v":50},10,3,50,180,15,16.5,0,26,30,46,2496.8000000000002,{"$f":"IF($B2332>$F2332,0,IF($C2332>$G2332,0,ROUND((((($F2332-$B2332)/100)*IF('DBH-Upgrade'!$K$6='DBH-Upgrade'!$K$8,$BZ2346,($BE2332/(($F2332-18)/100))))+((($B2332-18)/100)*$CA2346))*$CE2346,0)))","v":{"$error":"#VALUE!"}},{"$f":"IF($B2332>$F2332,0,IF($C2332>$G2332,0,ROUND((((($F2332-$B2332)/100)*IF('DBH-Upgrade'!$K$6='DBH-Upgrade'!$K$8,$BZ2346,($BE2332/(($F2332-18)/100))))+((($B2332-18)/100)*$CA2346))*$CD2346,0)))","v":{"$error":"#VALUE!"}},{"$f":"IF($B2332>$F2332,0,IF($C2332>$G2332,0,ROUND(((($F2332-$B2332)/100)*IF('DBH-Upgrade'!$K$6='DBH-Upgrade'!$K$8,$BZ2346,($BE2332/(($F2332-18)/100))))+((($B2332-18)/100)*$CA2346),0)))","v":{"$error":"#VALUE!"}},1.5,1.08,1.08,1.08,2497,{"$f":"IF($B2332>$F2332,0,IF($C2332>$G2332,0,ROUND(((($F2332-$B2332)/100)*(IF('DBH-Upgrade'!$K$6='DBH-Upgrade'!$K$8,$BZ2346,($BE2332/(($F2332-18)/100))))*$CH2346)+((($B2332-18)/100)*$CA2346*$CE2346*$CG2346),0)))","v":{"$error":"#VALUE!"}},{"$f":"IF($B2332>$F2332,0,IF($C2332>$G2332,0,ROUND(((($F2332-$B2332)/100)*(IF('DBH-Upgrade'!$K$6='DBH-Upgrade'!$K$8,$BZ2346,($BE2332/(($F2332-18)/100))))*$CH2346)+((($B2332-18)/100)*$CA2346*$CD2346*$CG2346),0)))","v":{"$error":"#VALUE!"}},{"$f":"IF($B2332>$F2332,0,IF($C2332>$G2332,0,ROUND(((($F2332-$B2332)/100)*(IF('DBH-Upgrade'!$K$6='DBH-Upgrade'!$K$8,$BZ2346,($BE2332/(($F2332-18)/100))))*$CH2346)+((($B2332-18)/100)*$CA2346*$CG2346),0)))","v":{"$error":"#VALUE!"}},215,{"$error":"#VALUE!"},{"$error":"#VALUE!"},{"$error":"#VALUE!"},0.28018979747832218,{"$error":"#VALUE!"},{"$error":"#VALUE!"},{"$error":"#VALUE!"},2.0829999999999999E-4,1.724,2,4.6182900000000003E-4,{"$f":"IF($B2332>$F2332,0,IF($C2332>$G2332,0,ROUND((((($F2332-$B2332)/100)*IF('DBH-Upgrade'!$K$6='DBH-Upgrade'!$K$8,$CC2346,($BF2332/(($F2332-18)/100))))+((($B2332-18)/100)*$CB2346))*IF($E2332>50,IF($G2332=11,(1-(($E2332-50)*0.005)),IF($G2332=16,(1-(($E2332-50)*0.005)),IF($G2332=21,(1-(($E2332-50)*0.005)),1))),1)*$CE2346,0)))","v":{"$error":"#VALUE!"}},{"$f":"IF($B2332>$F2332,0,IF($C2332>$G2332,0,ROUND((((($F2332-$B2332)/100)*IF('DBH-Upgrade'!$K$6='DBH-Upgrade'!$K$8,$CC2346,($BF2332/(($F2332-18)/100))))+((($B2332-18)/100)*$CB2346))*IF($E2332>50,IF($G2332=11,(1-(($E2332-50)*0.005)),IF($G2332=16,(1-(($E2332-50)*0.005)),IF($G2332=21,(1-(($E2332-50)*0.005)),1))),1)*$CD2346,0)))","v":{"$error":"#VALUE!"}},{"$f":"IF($B2332>$F2332,0,IF($C2332>$G2332,0,ROUND((((($F2332-$B2332)/100)*IF('DBH-Upgrade'!$K$6='DBH-Upgrade'!$K$8,$CC2346,($BF2332/(($F2332-18)/100))))+((($B2332-18)/100)*$CB2346))*IF($E2332>50,IF($G2332=11,(1-(($E2332-50)*0.005)),IF($G2332=16,(1-(($E2332-50)*0.005)),IF($G2332=21,(1-(($E2332-50)*0.005)),1))),1),0)))","v":{"$error":"#VALUE!"}},1.01,1.01,1.01,107,114,163,46,49,70,1.4549646249882364E-2,1.6411771649657025E-2,3.2432477946213678E-2,1.8,5.5,5.9,7.9,null,3121,null,0.8,null,null,0,13.2,15.1,21.85,null,1,1,1,107,114,163,null,0,0,0,1,1127,2539,352,62,0.79292312789827257,0.73211718284521199,null,1,1,0.99999999999999978,0.99999999999999978,null,20]
["3502001110",{"$f":"'DBH-Upgrade'!$K$8-$CL2337","v":70},10,3,50,200,11,11.5,0,26,30,46.5,1884.96,{"$f":"IF($B2337>$F2337,0,IF($C2337>$G2337,0,ROUND((((($F2337-$B2337)/100)*IF('DBH-Upgrade'!$K$6='DBH-Upgrade'!$K$8,$BZ2351,($BE2337/(($F2337-18)/100))))+((($B2337-18)/100)*$CA2351))*$CE2351,0)))","v":3339},{"$f":"IF($B2337>$F2337,0,IF($C2337>$G2337,0,ROUND((((($F2337-$B2337)/100)*IF('DBH-Upgrade'!$K$6='DBH-Upgrade'!$K$8,$BZ2351,($BE2337/(($F2337-18)/100))))+((($B2337-18)/100)*$CA2351))*$CD2351,0)))","v":3639},{"$f":"IF($B2337>$F2337,0,IF($C2337>$G2337,0,ROUND(((($F2337-$B2337)/100)*IF('DBH-Upgrade'!$K$6='DBH-Upgrade'!$K$8,$BZ2351,($BE2337/(($F2337-18)/100))))+((($B2337-18)/100)*$CA2351),0)))","v":4733},1.5,1.1000000000000001,1.1000000000000001,1.1000000000000001,1885,{"$f":"IF($B2337>$F2337,0,IF($C2337>$G2337,0,ROUND(((($F2337-$B2337)/100)*(IF('DBH-Upgrade'!$K$6='DBH-Upgrade'!$K$8,$BZ2351,($BE2337/(($F2337-18)/100))))*$CH2351)+((($B2337-18)/100)*$CA2351*$CE2351*$CG2351),0)))","v":4206},{"$f":"IF($B2337>$F2337,0,IF($C2337>$G2337,0,ROUND(((($F2337-$B2337)/100)*(IF('DBH-Upgrade'!$K$6='DBH-Upgrade'!$K$8,$BZ2351,($BE2337/(($F2337-18)/100))))*$CH2351)+((($B2337-18)/100)*$CA2351*$CD2351*$CG2351),0)))","v":4319},{"$f":"IF($B2337>$F2337,0,IF($C2337>$G2337,0,ROUND(((($F2337-$B2337)/100)*(IF('DBH-Upgrade'!$K$6='DBH-Upgrade'!$K$8,$BZ2351,($BE2337/(($F2337-18)/100))))*$CH2351)+((($B2337-18)/100)*$CA2351*$CG2351),0)))","v":4733},162,362,371,407,0.34411466291270748,1.5298028204583316,1.6014098004996531,1.9031161449878684,3.969E-4,1.7345999999999999,4,5.7428799999999995E-4,{"$f":"IF($B2337>$F2337,0,IF($C2337>$G2337,0,ROUND((((($F2337-$B2337)/100)*IF('DBH-Upgrade'!$K$6='DBH-Upgrade'!$K$8,$CC2351,($BF2337/(($F2337-18)/100))))+((($B2337-18)/100)*$CB2351))*IF($E2337>50,IF($G2337=11,(1-(($E2337-50)*0.005)),IF($G2337=16,(1-(($E2337-50)*0.005)),IF($G2337=21,(1-(($E2337-50)*0.005)),1))),1)*$CE2351,0)))","v":257},{"$f":"IF($B2337>$F2337,0,IF($C2337>$G2337,0,ROUND((((($F2337-$B2337)/100)*IF('DBH-Upgrade'!$K$6='DBH-Upgrade'!$K$8,$CC2351,($BF2337/(($F2337-18)/100))))+((($B2337-18)/100)*$CB2351))*IF($E2337>50,IF($G2337=11,(1-(($E2337-50)*0.005)),IF($G2337=16,(1-(($E2337-50)*0.005)),IF($G2337=21,(1-(($E2337-50)*0.005)),1))),1)*$CD2351,0)))","v":281},{"$f":"IF($B2337>$F2337,0,IF($C2337>$G2337,0,ROUND((((($F2337-$B2337)/100)*IF('DBH-Upgrade'!$K$6='DBH-Upgrade'!$K$8,$CC2351,($BF2337/(($F2337-18)/100))))+((($B2337-18)/100)*$CB2351))*IF($E2337>50,IF($G2337=11,(1-(($E2337-50)*0.005)),IF($G2337=16,(1-(($E2337-50)*0.005)),IF($G2337=21,(1-(($E2337-50)*0.005)),1))),1),0)))","v":365},0.95,0.95,0.95,212,231,300,91,99,129,0.11883244734278377,0.13875402416686733,0.22596024815975416,2.7,5.5,5.9,7.9,null,2772,null,0.68,null,null,0,13.2,15.1,21.85,null,1,1,1,212,231,300,null,0,0,0,1,{"$error":"#VALUE!"},5340,750,{"$error":"#VALUE!"},0.7127093372490777,0.66550507053605756,null,1,1,0.99999999999999978,0.99999999999999978,null,0]
["3502201110",{"$f":"'DBH-Upgrade'!$K$8-$CL2343","v":70},10,3,50,220,11,11.5,0,26,30,46.9,2073.3200000000002,{"$f":"IF($B2343>$F2343,0,IF($C2343>$G2343,0,ROUND((((($F2343-$B2343)/100)*IF('DBH-Upgrade'!$K$6='DBH-Upgrade'!$K$8,$BZ2357,($BE2343/(($F2343-18)/100))))+((($B2343-18)/100)*$CA2357))*$CE2357,0)))","v":3600},{"$f":"IF($B2343>$F2343,0,IF($C2343>$G2343,0,ROUND((((($F2343-$B2343)/100)*IF('DBH-Upgrade'!$K$6='DBH-Upgrade'!$K$8,$BZ2357,($BE2343/(($F2343-18)/100))))+((($B2343-18)/100)*$CA2357))*$CD2357,0)))","v":3934},{"$f":"IF($B2343>$F2343,0,IF($C2343>$G2343,0,ROUND(((($F2343-$B2343)/100)*IF('DBH-Upgrade'!$K$6='DBH-Upgrade'!$K$8,$BZ2357,($BE2343/(($F2343-18)/100))))+((($B2343-18)/100)*$CA2357),0)))","v":5186},1.5,1.1000000000000001,1.1000000000000001,1.1000000000000001,2073,{"$f":"IF($B2343>$F2343,0,IF($C2343>$G2343,0,ROUND(((($F2343-$B2343)/100)*(IF('DBH-Upgrade'!$K$6='DBH-Upgrade'!$K$8,$BZ2357,($BE2343/(($F2343-18)/100))))*$CH2357)+((($B2343-18)/100)*$CA2357*$CE2357*$CG2357),0)))","v":4638},{"$f":"IF($B2343>$F2343,0,IF($C2343>$G2343,0,ROUND(((($F2343-$B2343)/100)*(IF('DBH-Upgrade'!$K$6='DBH-Upgrade'!$K$8,$BZ2357,($BE2343/(($F2343-18)/100))))*$CH2357)+((($B2343-18)/100)*$CA2357*$CD2357*$CG2357),0)))","v":4753},{"$f":"IF($B2343>$F2343,0,IF($C2343>$G2343,0,ROUND(((($F2343-$B2343)/100)*(IF('DBH-Upgrade'!$K$6='DBH-Upgrade'!$K$8,$BZ2357,($BE2343/(($F2343-18)/100))))*$CH2357)+((($B2343-18)/100)*$CA2357*$CG2357),0)))","v":5186},178,399,409,446,0.43451217783500756,1.9350401781010316,2.0261009897097777,2.3799563145488514,3.969E-4,1.7345999999999999,4,5.7428799999999995E-4,{"$f":"IF($B2343>$F2343,0,IF($C2343>$G2343,0,ROUND((((($F2343-$B2343)/100)*IF('DBH-Upgrade'!$K$6='DBH-Upgrade'!$K$8,$CC2357,($BF2343/(($F2343-18)/100))))+((($B2343-18)/100)*$CB2357))*IF($E2343>50,IF($G2343=11,(1-(($E2343-50)*0.005)),IF($G2343=16,(1-(($E2343-50)*0.005)),IF($G2343=21,(1-(($E2343-50)*0.005)),1))),1)*$CE2357,0)))","v":260},{"$f":"IF($B2343>$F2343,0,IF($C2343>$G2343,0,ROUND((((($F2343-$B2343)/100)*IF('DBH-Upgrade'!$K$6='DBH-Upgrade'!$K$8,$CC2357,($BF2343/(($F2343-18)/100))))+((($B2343-18)/100)*$CB2357))*IF($E2343>50,IF($G2343=11,(1-(($E2343-50)*0.005)),IF($G2343=16,(1-(($E2343-50)*0.005)),IF($G2343=21,(1-(($E2343-50)*0.005)),1))),1)*$CD2357,0)))","v":284},{"$f":"IF($B2343>$F2343,0,IF($C2343>$G2343,0,ROUND((((($F2343-$B2343)/100)*IF('DBH-Upgrade'!$K$6='DBH-Upgrade'!$K$8,$CC2357,($BF2343/(($F2343-18)/100))))+((($B2343-18)/100)*$CB2357))*IF($E2343>50,IF($G2343=11,(1-(($E2343-50)*0.005)),IF($G2343=16,(1-(($E2343-50)*0.005)),IF($G2343=21,(1-(($E2343-50)*0.005)),1))),1),0)))","v":375},0.95,0.95,0.95,208,228,300,89,98,129,0.12156386837053047,0.14503678434008663,0.24021717999179668,2.9,5.5,5.9,7.9,null,3049,null,0.68,null,null,0,13.2,15.1,21.85,null,1,1,1,208,228,300,null,0,0,0,1,{"$error":"#VALUE!"},5340,750,{"$error":"#VALUE!"},0.70153112340864476,0.65706930534609798,null,1,1,0.99999999999999978,0.99999999999999978,null,0]
["3502401110",{"$f":"'DBH-Upgrade'!$K$8-$CL2349","v":70},10,3,50,240,11,11.5,0,26,30,47.2,2261.6800000000003,{"$f":"IF($B2349>$F2349,0,IF($C2349>$G2349,0,ROUND((((($F2349-$B2349)/100)*IF('DBH-Upgrade'!$K$6='DBH-Upgrade'!$K$8,$BZ2363,($BE2349/(($F2349-18)/100))))+((($B2349-18)/100)*$CA2363))*$CE2363,0)))","v":3862},{"$f":"IF($B2349>$F2349,0,IF($C2349>$G2349,0,ROUND((((($F2349-$B2349)/100)*IF('DBH-Upgrade'!$K$6='DBH-Upgrade'!$K$8,$BZ2363,($BE2349/(($F2349-18)/100))))+((($B2349-18)/100)*$CA2363))*$CD2363,0)))","v":4230},{"$f":"IF($B2349>$F2349,0,IF($C2349>$G2349,0,ROUND(((($F2349-$B2349)/100)*IF('DBH-Upgrade'!$K$6='DBH-Upgrade'!$K$8,$BZ2363,($BE2349/(($F2349-18)/100))))+((($B2349-18)/100)*$CA2363),0)))","v":5639},1.5,1.1000000000000001,1.1000000000000001,1.1000000000000001,2262,{"$f":"IF($B2349>$F2349,0,IF($C2349>$G2349,0,ROUND(((($F2349-$B2349)/100)*(IF('DBH-Upgrade'!$K$6='DBH-Upgrade'!$K$8,$BZ2363,($BE2349/(($F2349-18)/100))))*$CH2363)+((($B2349-18)/100)*$CA2363*$CE2363*$CG2363),0)))","v":5074},{"$f":"IF($B2349>$F2349,0,IF($C2349>$G2349,0,ROUND(((($F2349-$B2349)/100)*(IF('DBH-Upgrade'!$K$6='DBH-Upgrade'!$K$8,$BZ2363,($BE2349/(($F2349-18)/100))))*$CH2363)+((($B2349-18)/100)*$CA2363*$CD2363*$CG2363),0)))","v":5191},{"$f":"IF($B2349>$F2349,0,IF($C2349>$G2349,0,ROUND(((($F2349-$B2349)/100)*(IF('DBH-Upgrade'!$K$6='DBH-Upgrade'!$K$8,$BZ2363,($BE2349/(($F2349-18)/100))))*$CH2363)+((($B2349-18)/100)*$CA2363*$CG2363),0)))","v":5639},195,436,446,485,0.54331204797764332,2.3995824782166419,2.5025684362249656,2.9233870608793171,3.969E-4,1.7345999999999999,4,5.7428799999999995E-4,{"$f":"IF($B2349>$F2349,0,IF($C2349>$G2349,0,ROUND((((($F2349-$B2349)/100)*IF('DBH-Upgrade'!$K$6='DBH-Upgrade'!$K$8,$CC2363,($BF2349/(($F2349-18)/100))))+((($B2349-18)/100)*$CB2363))*IF($E2349>50,IF($G2349=11,(1-(($E2349-50)*0.005)),IF($G2349=16,(1-(($E2349-50)*0.005)),IF($G2349=21,(1-(($E2349-50)*0.005)),1))),1)*$CE2363,0)))","v":264},{"$f":"IF($B2349>$F2349,0,IF($C2349>$G2349,0,ROUND((((($F2349-$B2349)/100)*IF('DBH-Upgrade'!$K$6='DBH-Upgrade'!$K$8,$CC2363,($BF2349/(($F2349-18)/100))))+((($B2349-18)/100)*$CB2363))*IF($E2349>50,IF($G2349=11,(1-(($E2349-50)*0.005)),IF($G2349=16,(1-(($E2349-50)*0.005)),IF($G2349=21,(1-(($E2349-50)*0.005)),1))),1)*$CD2363,0)))","v":289},{"$f":"IF($B2349>$F2349,0,IF($C2349>$G2349,0,ROUND((((($F2349-$B2349)/100)*IF('DBH-Upgrade'!$K$6='DBH-Upgrade'!$K$8,$CC2363,($BF2349/(($F2349-18)/100))))+((($B2349-18)/100)*$CB2363))*IF($E2349>50,IF($G2349=11,(1-(($E2349-50)*0.005)),IF($G2349=16,(1-(($E2349-50)*0.005)),IF($G2349=21,(1-(($E2349-50)*0.005)),1))),1),0)))","v":385},0.95,0.95,0.95,205,225,300,88,97,129,0.12641688489902922,0.15102955838224877,0.25447411182383911,3.2,5.5,5.9,7.9,null,3326,null,0.68,null,null,0,13.2,15.1,21.85,null,1,1,1,205,225,300,null,0,0,0,1,{"$error":"#VALUE!"},5340,750,{"$error":"#VALUE!"},0.70153112340864476,0.65706930534609798,null,1,1,0.99999999999999978,0.99999999999999978,null,0]
["3502601610",{"$f":"'DBH-Upgrade'!$K$8-$CL2357","v":50},10,3,50,260,16,16.5,0,26,30,47.8,3355.8,{"$f":"IF($B2357>$F2357,0,IF($C2357>$G2357,0,ROUND((((($F2357-$B2357)/100)*IF('DBH-Upgrade'!$K$6='DBH-Upgrade'!$K$8,$BZ2371,($BE2357/(($F2357-18)/100))))+((($B2357-18)/100)*$CA2371))*$CE2371,0)))","v":{"$error":"#VALUE!"}},{"$f":"IF($B2357>$F2357,0,IF($C2357>$G2357,0,ROUND((((($F2357-$B2357)/100)*IF('DBH-Upgrade'!$K$6='DBH-Upgrade'!$K$8,$BZ2371,($BE2357/(($F2357-18)/100))))+((($B2357-18)/100)*$CA2371))*$CD2371,0)))","v":{"$error":"#VALUE!"}},{"$f":"IF($B2357>$F2357,0,IF($C2357>$G2357,0,ROUND(((($F2357-$B2357)/100)*IF('DBH-Upgrade'!$K$6='DBH-Upgrade'!$K$8,$BZ2371,($BE2357/(($F2357-18)/100))))+((($B2357-18)/100)*$CA2371),0)))","v":{"$error":"#VALUE!"}},1.5,1.1000000000000001,1.1000000000000001,1.1000000000000001,3356,{"$f":"IF($B2357>$F2357,0,IF($C2357>$G2357,0,ROUND(((($F2357-$B2357)/100)*(IF('DBH-Upgrade'!$K$6='DBH-Upgrade'!$K$8,$BZ2371,($BE2357/(($F2357-18)/100))))*$CH2371)+((($B2357-18)/100)*$CA2371*$CE2371*$CG2371),0)))","v":{"$error":"#VALUE!"}},{"$f":"IF($B2357>$F2357,0,IF($C2357>$G2357,0,ROUND(((($F2357-$B2357)/100)*(IF('DBH-Upgrade'!$K$6='DBH-Upgrade'!$K$8,$BZ2371,($BE2357/(($F2357-18)/100))))*$CH2371)+((($B2357-18)/100)*$CA2371*$CD2371*$CG2371),0)))","v":{"$error":"#VALUE!"}},{"$f":"IF($B2357>$F2357,0,IF($C2357>$G2357,0,ROUND(((($F2357-$B2357)/100)*(IF('DBH-Upgrade'!$K$6='DBH-Upgrade'!$K$8,$BZ2371,($BE2357/(($F2357-18)/100))))*$CH2371)+((($B2357-18)/100)*$CA2371*$CG2371),0)))","v":{"$error":"#VALUE!"}},289,{"$error":"#VALUE!"},{"$error":"#VALUE!"},{"$error":"#VALUE!"},1.49059519133304,{"$error":"#VALUE!"},{"$error":"#VALUE!"},{"$error":"#VALUE!"},2.0829999999999999E-4,1.724,4,1.392796E-3,{"$f":"IF($B2357>$F2357,0,IF($C2357>$G2357,0,ROUND((((($F2357-$B2357)/100)*IF('DBH-Upgrade'!$K$6='DBH-Upgrade'!$K$8,$CC2371,($BF2357/(($F2357-18)/100))))+((($B2357-18)/100)*$CB2371))*IF($E2357>50,IF($G2357=11,(1-(($E2357-50)*0.005)),IF($G2357=16,(1-(($E2357-50)*0.005)),IF($G2357=21,(1-(($E2357-50)*0.005)),1))),1)*$CE2371,0)))","v":{"$error":"#VALUE!"}},{"$f":"IF($B2357>$F2357,0,IF($C2357>$G2357,0,ROUND((((($F2357-$B2357)/100)*IF('DBH-Upgrade'!$K$6='DBH-Upgrade'!$K$8,$CC2371,($BF2357/(($F2357-18)/100))))+((($B2357-18)/100)*$CB2371))*IF($E2357>50,IF($G2357=11,(1-(($E2357-50)*0.005)),IF($G2357=16,(1-(($E2357-50)*0.005)),IF($G2357=21,(1-(($E2357-50)*0.005)),1))),1)*$CD2371,0)))","v":{"$error":"#VALUE!"}},{"$f":"IF($B2357>$F2357,0,IF($C2357>$G2357,0,ROUND((((($F2357-$B2357)/100)*IF('DBH-Upgrade'!$K$6='DBH-Upgrade'!$K$8,$CC2371,($BF2357/(($F2357-18)/100))))+((($B2357-18)/100)*$CB2371))*IF($E2357>50,IF($G2357=11,(1-(($E2357-50)*0.005)),IF($G2357=16,(1-(($E2357-50)*0.005)),IF($G2357=21,(1-(($E2357-50)*0.005)),1))),1),0)))","v":{"$error":"#VALUE!"}},0.95,0.95,0.95,176,182,267,76,78,115,0.11389203100729688,0.11970146324884166,0.25210240474337603,5.2,5.5,5.9,7.9,null,4935,null,0.68,null,null,0,13.2,15.1,21.85,null,1,1,1,176,182,267,null,0,0,0,1,2263,3445,577,50,0.7585639347228863,0.69425955238573378,null,1,1,0.99999999999999978,0.99999999999999978,null,20]
["3502802010",{"$f":"'DBH-Upgrade'!$K$8-$CL2364","v":70},10,3,50,280,20,21.5,0,26,30,47.8,5432,{"$f":"IF($B2364>$F2364,0,IF($C2364>$G2364,0,ROUND((((($F2364-$B2364)/100)*IF('DBH-Upgrade'!$K$6='DBH-Upgrade'!$K$8,$BZ2378,($BE2364/(($F2364-18)/100))))+((($B2364-18)/100)*$CA2378))*$CE2378,0)))","v":{"$error":"#VALUE!"}},{"$f":"IF($B2364>$F2364,0,IF($C2364>$G2364,0,ROUND((((($F2364-$B2364)/100)*IF('DBH-Upgrade'!$K$6='DBH-Upgrade'!$K$8,$BZ2378,($BE2364/(($F2364-18)/100))))+((($B2364-18)/100)*$CA2378))*$CD2378,0)))","v":{"$error":"#VALUE!"}},{"$f":"IF($B2364>$F2364,0,IF($C2364>$G2364,0,ROUND(((($F2364-$B2364)/100)*IF('DBH-Upgrade'!$K$6='DBH-Upgrade'!$K$8,$BZ2378,($BE2364/(($F2364-18)/100))))+((($B2364-18)/100)*$CA2378),0)))","v":{"$error":"#VALUE!"}},1.5,1.08,1.08,1.08,5432,{"$f":"IF($B2364>$F2364,0,IF($C2364>$G2364,0,ROUND(((($F2364-$B2364)/100)*(IF('DBH-Upgrade'!$K$6='DBH-Upgrade'!$K$8,$BZ2378,($BE2364/(($F2364-18)/100))))*$CH2378)+((($B2364-18)/100)*$CA2378*$CE2378*$CG2378),0)))","v":{"$error":"#VALUE!"}},{"$f":"IF($B2364>$F2364,0,IF($C2364>$G2364,0,ROUND(((($F2364-$B2364)/100)*(IF('DBH-Upgrade'!$K$6='DBH-Upgrade'!$K$8,$BZ2378,($BE2364/(($F2364-18)/100))))*$CH2378)+((($B2364-18)/100)*$CA2378*$CD2378*$CG2378),0)))","v":{"$error":"#VALUE!"}},{"$f":"IF($B2364>$F2364,0,IF($C2364>$G2364,0,ROUND(((($F2364-$B2364)/100)*(IF('DBH-Upgrade'!$K$6='DBH-Upgrade'!$K$8,$BZ2378,($BE2364/(($F2364-18)/100))))*$CH2378)+((($B2364-18)/100)*$CA2378*$CG2378),0)))","v":{"$error":"#VALUE!"}},467,{"$error":"#VALUE!"},{"$error":"#VALUE!"},{"$error":"#VALUE!"},1.0671195357136016,{"$error":"#VALUE!"},{"$error":"#VALUE!"},{"$error":"#VALUE!"},1.2760000000000001E-4,1.7219,2,3.76611E-4,{"$f":"IF($B2364>$F2364,0,IF($C2364>$G2364,0,ROUND((((($F2364-$B2364)/100)*IF('DBH-Upgrade'!$K$6='DBH-Upgrade'!$K$8,$CC2378,($BF2364/(($F2364-18)/100))))+((($B2364-18)/100)*$CB2378))*IF($E2364>50,IF($G2364=11,(1-(($E2364-50)*0.005)),IF($G2364=16,(1-(($E2364-50)*0.005)),IF($G2364=21,(1-(($E2364-50)*0.005)),1))),1)*$CE2378,0)))","v":{"$error":"#VALUE!"}},{"$f":"IF($B2364>$F2364,0,IF($C2364>$G2364,0,ROUND((((($F2364-$B2364)/100)*IF('DBH-Upgrade'!$K$6='DBH-Upgrade'!$K$8,$CC2378,($BF2364/(($F2364-18)/100))))+((($B2364-18)/100)*$CB2378))*IF($E2364>50,IF($G2364=11,(1-(($E2364-50)*0.005)),IF($G2364=16,(1-(($E2364-50)*0.005)),IF($G2364=21,(1-(($E2364-50)*0.005)),1))),1)*$CD2378,0)))","v":{"$error":"#VALUE!"}},{"$f":"IF($B2364>$F2364,0,IF($C2364>$G2364,0,ROUND((((($F2364-$B2364)/100)*IF('DBH-Upgrade'!$K$6='DBH-Upgrade'!$K$8,$CC2378,($BF2364/(($F2364-18)/100))))+((($B2364-18)/100)*$CB2378))*IF($E2364>50,IF($G2364=11,(1-(($E2364-50)*0.005)),IF($G2364=16,(1-(($E2364-50)*0.005)),IF($G2364=21,(1-(($E2364-50)*0.005)),1))),1),0)))","v":{"$error":"#VALUE!"}},0.95,0.95,0.95,162,179,238,70,77,102,2.8071264221822524E-2,3.3650153476125599E-2,5.7495002272654951E-2,3.7,5.5,5.9,7.9,null,6790,null,0.8,null,null,0,13.2,15.1,21.85,null,1,1,1,162,179,238,null,0,0,0,1,{"$error":"#VALUE!"},3301,508,{"$error":"#VALUE!"},0.68190440163328403,0.65796861393376183,null,1,1,0.99999999999999978,0.99999999999999978,null,0]
["3503001610",{"$f":"'DBH-Upgrade'!$K$8-$CL2369","v":50},10,3,50,300,16,16.5,0,26,30,47.8,3871.92,{"$f":"IF($B2369>$F2369,0,IF($C2369>$G2369,0,ROUND((((($F2369-$B2369)/100)*IF('DBH-Upgrade'!$K$6='DBH-Upgrade'!$K$8,$BZ2383,($BE2369/(($F2369-18)/100))))+((($B2369-18)/100)*$CA2383))*$CE2383,0)))","v":{"$error":"#VALUE!"}},{"$f":"IF($B2369>$F2369,0,IF($C2369>$G2369,0,ROUND((((($F2369-$B2369)/100)*IF('DBH-Upgrade'!$K$6='DBH-Upgrade'!$K$8,$BZ2383,($BE2369/(($F2369-18)/100))))+((($B2369-18)/100)*$CA2383))*$CD2383,0)))","v":{"$error":"#VALUE!"}},{"$f":"IF($B2369>$F2369,0,IF($C2369>$G2369,0,ROUND(((($F2369-$B2369)/100)*IF('DBH-Upgrade'!$K$6='DBH-Upgrade'!$K$8,$BZ2383,($BE2369/(($F2369-18)/100))))+((($B2369-18)/100)*$CA2383),0)))","v":{"$error":"#VALUE!"}},1.5,1.1000000000000001,1.1000000000000001,1.1000000000000001,3872,{"$f":"IF($B2369>$F2369,0,IF($C2369>$G2369,0,ROUND(((($F2369-$B2369)/100)*(IF('DBH-Upgrade'!$K$6='DBH-Upgrade'!$K$8,$BZ2383,($BE2369/(($F2369-18)/100))))*$CH2383)+((($B2369-18)/100)*$CA2383*$CE2383*$CG2383),0)))","v":{"$error":"#VALUE!"}},{"$f":"IF($B2369>$F2369,0,IF($C2369>$G2369,0,ROUND(((($F2369-$B2369)/100)*(IF('DBH-Upgrade'!$K$6='DBH-Upgrade'!$K$8,$BZ2383,($BE2369/(($F2369-18)/100))))*$CH2383)+((($B2369-18)/100)*$CA2383*$CD2383*$CG2383),0)))","v":{"$error":"#VALUE!"}},{"$f":"IF($B2369>$F2369,0,IF($C2369>$G2369,0,ROUND(((($F2369-$B2369)/100)*(IF('DBH-Upgrade'!$K$6='DBH-Upgrade'!$K$8,$BZ2383,($BE2369/(($F2369-18)/100))))*$CH2383)+((($B2369-18)/100)*$CA2383*$CG2383),0)))","v":{"$error":"#VALUE!"}},333,{"$error":"#VALUE!"},{"$error":"#VALUE!"},{"$error":"#VALUE!"},2.0340763930944026,{"$error":"#VALUE!"},{"$error":"#VALUE!"},{"$error":"#VALUE!"},2.0829999999999999E-4,1.724,4,1.392796E-3,{"$f":"IF($B2369>$F2369,0,IF($C2369>$G2369,0,ROUND((((($F2369-$B2369)/100)*IF('DBH-Upgrade'!$K$6='DBH-Upgrade'!$K$8,$CC2383,($BF2369/(($F2369-18)/100))))+((($B2369-18)/100)*$CB2383))*IF($E2369>50,IF($G2369=11,(1-(($E2369-50)*0.005)),IF($G2369=16,(1-(($E2369-50)*0.005)),IF($G2369=21,(1-(($E2369-50)*0.005)),1))),1)*$CE2383,0)))","v":{"$error":"#VALUE!"}},{"$f":"IF($B2369>$F2369,0,IF($C2369>$G2369,0,ROUND((((($F2369-$B2369)/100)*IF('DBH-Upgrade'!$K$6='DBH-Upgrade'!$K$8,$CC2383,($BF2369/(($F2369-18)/100))))+((($B2369-18)/100)*$CB2383))*IF($E2369>50,IF($G2369=11,(1-(($E2369-50)*0.005)),IF($G2369=16,(1-(($E2369-50)*0.005)),IF($G2369=21,(1-(($E2369-50)*0.005)),1))),1)*$CD2383,0)))","v":{"$error":"#VALUE!"}},{"$f":"IF($B2369>$F2369,0,IF($C2369>$G2369,0,ROUND((((($F2369-$B2369)/100)*IF('DBH-Upgrade'!$K$6='DBH-Upgrade'!$K$8,$CC2383,($BF2369/(($F2369-18)/100))))+((($B2369-18)/100)*$CB2383))*IF($E2369>50,IF($G2369=11,(1-(($E2369-50)*0.005)),IF($G2369=16,(1-(($E2369-50)*0.005)),IF($G2369=21,(1-(($E2369-50)*0.005)),1))),1),0)))","v":{"$error":"#VALUE!"}},0.95,0.95,0.95,176,180,267,76,77,115,0.11960100364353417,0.12261841619105276,0.26376186389050565,6,5.5,5.9,7.9,null,5694,null,0.68,null,null,0,13.2,15.1,21.85,null,1,1,1,176,180,267,null,0,0,0,1,2263,3445,577,50,0.75,0.68,null,1,1,0.99999999999999978,0.99999999999999978,null,20]
["360601610",{"$f":"'DBH-Upgrade'!$K$8-$CL2377","v":70},10,3,60,60,16,16.5,0,26,30,40,850.00000000000011,{"$f":"IF($B2377>$F2377,0,IF($C2377>$G2377,0,ROUND((((($F2377-$B2377)/100)*IF('DBH-Upgrade'!$K$6='DBH-Upgrade'!$K$8,$BZ2391,($BE2377/(($F2377-18)/100))))+((($B2377-18)/100)*$CA2391))*$CE2391,0)))","v":0},{"$f":"IF($B2377>$F2377,0,IF($C2377>$G2377,0,ROUND((((($F2377-$B2377)/100)*IF('DBH-Upgrade'!$K$6='DBH-Upgrade'!$K$8,$BZ2391,($BE2377/(($F2377-18)/100))))+((($B2377-18)/100)*$CA2391))*$CD2391,0)))","v":0},{"$f":"IF($B2377>$F2377,0,IF($C2377>$G2377,0,ROUND(((($F2377-$B2377)/100)*IF('DBH-Upgrade'!$K$6='DBH-Upgrade'!$K$8,$BZ2391,($BE2377/(($F2377-18)/100))))+((($B2377-18)/100)*$CA2391),0)))","v":0},1.5,1.1000000000000001,1.1000000000000001,1.1000000000000001,850,{"$f":"IF($B2377>$F2377,0,IF($C2377>$G2377,0,ROUND(((($F2377-$B2377)/100)*(IF('DBH-Upgrade'!$K$6='DBH-Upgrade'!$K$8,$BZ2391,($BE2377/(($F2377-18)/100))))*$CH2391)+((($B2377-18)/100)*$CA2391*$CE2391*$CG2391),0)))","v":0},{"$f":"IF($B2377>$F2377,0,IF($C2377>$G2377,0,ROUND(((($F2377-$B2377)/100)*(IF('DBH-Upgrade'!$K$6='DBH-Upgrade'!$K$8,$BZ2391,($BE2377/(($F2377-18)/100))))*$CH2391)+((($B2377-18)/100)*$CA2391*$CD2391*$CG2391),0)))","v":0},{"$f":"IF($B2377>$F2377,0,IF($C2377>$G2377,0,ROUND(((($F2377-$B2377)/100)*(IF('DBH-Upgrade'!$K$6='DBH-Upgrade'!$K$8,$BZ2391,($BE2377/(($F2377-18)/100))))*$CH2391)+((($B2377-18)/100)*$CA2391*$CG2391),0)))","v":0},73,0,0,0,7.8809335687654997E-2,0,0,0,2.0829999999999999E-4,1.724,4,1.392796E-3,{"$f":"IF($B2377>$F2377,0,IF($C2377>$G2377,0,ROUND((((($F2377-$B2377)/100)*IF('DBH-Upgrade'!$K$6='DBH-Upgrade'!$K$8,$CC2391,($BF2377/(($F2377-18)/100))))+((($B2377-18)/100)*$CB2391))*IF($E2377>50,IF($G2377=11,(1-(($E2377-50)*0.005)),IF($G2377=16,(1-(($E2377-50)*0.005)),IF($G2377=21,(1-(($E2377-50)*0.005)),1))),1)*$CE2391,0)))","v":0},{"$f":"IF($B2377>$F2377,0,IF($C2377>$G2377,0,ROUND((((($F2377-$B2377)/100)*IF('DBH-Upgrade'!$K$6='DBH-Upgrade'!$K$8,$CC2391,($BF2377/(($F2377-18)/100))))+((($B2377-18)/100)*$CB2391))*IF($E2377>50,IF($G2377=11,(1-(($E2377-50)*0.005)),IF($G2377=16,(1-(($E2377-50)*0.005)),IF($G2377=21,(1-(($E2377-50)*0.005)),1))),1)*$CD2391,0)))","v":0},{"$f":"IF($B2377>$F2377,0,IF($C2377>$G2377,0,ROUND((((($F2377-$B2377)/100)*IF('DBH-Upgrade'!$K$6='DBH-Upgrade'!$K$8,$CC2391,($BF2377/(($F2377-18)/100))))+((($B2377-18)/100)*$CB2391))*IF($E2377>50,IF($G2377=11,(1-(($E2377-50)*0.005)),IF($G2377=16,(1-(($E2377-50)*0.005)),IF($G2377=21,(1-(($E2377-50)*0.005)),1))),1),0)))","v":0},0.95,0.95,0.95,0,0,0,0,0,0,0,0,0,1.2,"DBH-unit is too long!","DBH-unit is too long!","DBH-unit is too long!",null,1250,null,0.68,null,null,0,"DBH-unit is too long!","DBH-unit is too long!","DBH-unit is too long!",null,1,1,1,0,0,0,null,0,0,0,1,{"$error":"#VALUE!"},4479,834,{"$error":"#VALUE!"},0.67294243770541662,0.6582099452827469,null,1,1,0.99999999999999978,0.99999999999999978,null,0]
["360702110",{"$f":"'DBH-Upgrade'!$K$8-$CL2385","v":60},10,3,60,70,21,21.5,0,26,30,41,1613.6000000000001,{"$f":"IF($B2385>$F2385,0,IF($C2385>$G2385,0,ROUND((((($F2385-$B2385)/100)*IF('DBH-Upgrade'!$K$6='DBH-Upgrade'!$K$8,$BZ2399,($BE2385/(($F2385-18)/100))))+((($B2385-18)/100)*$CA2399))*$CE2399,0)))","v":{"$error":"#VALUE!"}},{"$f":"IF($B2385>$F2385,0,IF($C2385>$G2385,0,ROUND((((($F2385-$B2385)/100)*IF('DBH-Upgrade'!$K$6='DBH-Upgrade'!$K$8,$BZ2399,($BE2385/(($F2385-18)/100))))+((($B2385-18)/100)*$CA2399))*$CD2399,0)))","v":{"$error":"#VALUE!"}},{"$f":"IF($B2385>$F2385,0,IF($C2385>$G2385,0,ROUND(((($F2385-$B2385)/100)*IF('DBH-Upgrade'!$K$6='DBH-Upgrade'!$K$8,$BZ2399,($BE2385/(($F2385-18)/100))))+((($B2385-18)/100)*$CA2399),0)))","v":{"$error":"#VALUE!"}},1.5,1.05,1.05,1.05,1614,{"$f":"IF($B2385>$F2385,0,IF($C2385>$G2385,0,ROUND(((($F2385-$B2385)/100)*(IF('DBH-Upgrade'!$K$6='DBH-Upgrade'!$K$8,$BZ2399,($BE2385/(($F2385-18)/100))))*$CH2399)+((($B2385-18)/100)*$CA2399*$CE2399*$CG2399),0)))","v":{"$error":"#VALUE!"}},{"$f":"IF($B2385>$F2385,0,IF($C2385>$G2385,0,ROUND(((($F2385-$B2385)/100)*(IF('DBH-Upgrade'!$K$6='DBH-Upgrade'!$K$8,$BZ2399,($BE2385/(($F2385-18)/100))))*$CH2399)+((($B2385-18)/100)*$CA2399*$CD2399*$CG2399),0)))","v":{"$error":"#VALUE!"}},{"$f":"IF($B2385>$F2385,0,IF($C2385>$G2385,0,ROUND(((($F2385-$B2385)/100)*(IF('DBH-Upgrade'!$K$6='DBH-Upgrade'!$K$8,$BZ2399,($BE2385/(($F2385-18)/100))))*$CH2399)+((($B2385-18)/100)*$CA2399*$CG2399),0)))","v":{"$error":"#VALUE!"}},139,{"$error":"#VALUE!"},{"$error":"#VALUE!"},{"$error":"#VALUE!"},0.11098467300819916,{"$error":"#VALUE!"},{"$error":"#VALUE!"},{"$error":"#VALUE!"},1.2760000000000001E-4,1.7219,4,5.1420100000000005E-4,{"$f":"IF($B2385>$F2385,0,IF($C2385>$G2385,0,ROUND((((($F2385-$B2385)/100)*IF('DBH-Upgrade'!$K$6='DBH-Upgrade'!$K$8,$CC2399,($BF2385/(($F2385-18)/100))))+((($B2385-18)/100)*$CB2399))*IF($E2385>50,IF($G2385=11,(1-(($E2385-50)*0.005)),IF($G2385=16,(1-(($E2385-50)*0.005)),IF($G2385=21,(1-(($E2385-50)*0.005)),1))),1)*$CE2399,0)))","v":{"$error":"#VALUE!"}},{"$f":"IF($B2385>$F2385,0,IF($C2385>$G2385,0,ROUND((((($F2385-$B2385)/100)*IF('DBH-Upgrade'!$K$6='DBH-Upgrade'!$K$8,$CC2399,($BF2385/(($F2385-18)/100))))+((($B2385-18)/100)*$CB2399))*IF($E2385>50,IF($G2385=11,(1-(($E2385-50)*0.005)),IF($G2385=16,(1-(($E2385-50)*0.005)),IF($G2385=21,(1-(($E2385-50)*0.005)),1))),1)*$CD2399,0)))","v":{"$error":"#VALUE!"}},{"$f":"IF($B2385>$F2385,0,IF($C2385>$G2385,0,ROUND((((($F2385-$B2385)/100)*IF('DBH-Upgrade'!$K$6='DBH-Upgrade'!$K$8,$CC2399,($BF2385/(($F2385-18)/100))))+((($B2385-18)/100)*$CB2399))*IF($E2385>50,IF($G2385=11,(1-(($E2385-50)*0.005)),IF($G2385=16,(1-(($E2385-50)*0.005)),IF($G2385=21,(1-(($E2385-50)*0.005)),1))),1),0)))","v":{"$error":"#VALUE!"}},0.85,0.85,0.85,222,238,315,95,102,135,5.2552324258183389E-2,6.0422553907038073E-2,0.10479374526338153,1.9,5.5,5.9,7.9,null,2017,null,0.8,null,null,0,13.2,15.1,21.85,null,1,1,1,222,238,315,null,0,0,0,1,{"$error":"#VALUE!"},5340,750,{"$error":"#VALUE!"},0.67294243770541662,0.6582099452827469,null,1,1,0.99999999999999978,0.99999999999999978,null,10]
["360801110",{"$f":"'DBH-Upgrade'!$K$8-$CL2387","v":70},10,3,60,80,11,11.5,0,26,30,41.8,812.6,{"$f":"IF($B2387>$F2387,0,IF($C2387>$G2387,0,ROUND((((($F2387-$B2387)/100)*IF('DBH-Upgrade'!$K$6='DBH-Upgrade'!$K$8,$BZ2401,($BE2387/(($F2387-18)/100))))+((($B2387-18)/100)*$CA2401))*$CE2401,0)))","v":1556},{"$f":"IF($B2387>$F2387,0,IF($C2387>$G2387,0,ROUND((((($F2387-$B2387)/100)*IF('DBH-Upgrade'!$K$6='DBH-Upgrade'!$K$8,$BZ2401,($BE2387/(($F2387-18)/100))))+((($B2387-18)/100)*$CA2401))*$CD2401,0)))","v":1672},{"$f":"IF($B2387>$F2387,0,IF($C2387>$G2387,0,ROUND(((($F2387-$B2387)/100)*IF('DBH-Upgrade'!$K$6='DBH-Upgrade'!$K$8,$BZ2401,($BE2387/(($F2387-18)/100))))+((($B2387-18)/100)*$CA2401),0)))","v":2018},1.5,1.1000000000000001,1.1000000000000001,1.1000000000000001,813,{"$f":"IF($B2387>$F2387,0,IF($C2387>$G2387,0,ROUND(((($F2387-$B2387)/100)*(IF('DBH-Upgrade'!$K$6='DBH-Upgrade'!$K$8,$BZ2401,($BE2387/(($F2387-18)/100))))*$CH2401)+((($B2387-18)/100)*$CA2401*$CE2401*$CG2401),0)))","v":1608},{"$f":"IF($B2387>$F2387,0,IF($C2387>$G2387,0,ROUND(((($F2387-$B2387)/100)*(IF('DBH-Upgrade'!$K$6='DBH-Upgrade'!$K$8,$BZ2401,($BE2387/(($F2387-18)/100))))*$CH2401)+((($B2387-18)/100)*$CA2401*$CD2401*$CG2401),0)))","v":1710},{"$f":"IF($B2387>$F2387,0,IF($C2387>$G2387,0,ROUND(((($F2387-$B2387)/100)*(IF('DBH-Upgrade'!$K$6='DBH-Upgrade'!$K$8,$BZ2401,($BE2387/(($F2387-18)/100))))*$CH2401)+((($B2387-18)/100)*$CA2401*$CG2401),0)))","v":2018},70,138,147,174,4.3772202109255663E-2,0.15974609947904747,0.18027020876234173,0.24897684819503046,3.969E-4,1.7345999999999999,4,5.7428799999999995E-4,{"$f":"IF($B2387>$F2387,0,IF($C2387>$G2387,0,ROUND((((($F2387-$B2387)/100)*IF('DBH-Upgrade'!$K$6='DBH-Upgrade'!$K$8,$CC2401,($BF2387/(($F2387-18)/100))))+((($B2387-18)/100)*$CB2401))*IF($E2387>50,IF($G2387=11,(1-(($E2387-50)*0.005)),IF($G2387=16,(1-(($E2387-50)*0.005)),IF($G2387=21,(1-(($E2387-50)*0.005)),1))),1)*$CE2401,0)))","v":224},{"$f":"IF($B2387>$F2387,0,IF($C2387>$G2387,0,ROUND((((($F2387-$B2387)/100)*IF('DBH-Upgrade'!$K$6='DBH-Upgrade'!$K$8,$CC2401,($BF2387/(($F2387-18)/100))))+((($B2387-18)/100)*$CB2401))*IF($E2387>50,IF($G2387=11,(1-(($E2387-50)*0.005)),IF($G2387=16,(1-(($E2387-50)*0.005)),IF($G2387=21,(1-(($E2387-50)*0.005)),1))),1)*$CD2401,0)))","v":240},{"$f":"IF($B2387>$F2387,0,IF($C2387>$G2387,0,ROUND((((($F2387-$B2387)/100)*IF('DBH-Upgrade'!$K$6='DBH-Upgrade'!$K$8,$CC2401,($BF2387/(($F2387-18)/100))))+((($B2387-18)/100)*$CB2401))*IF($E2387>50,IF($G2387=11,(1-(($E2387-50)*0.005)),IF($G2387=16,(1-(($E2387-50)*0.005)),IF($G2387=21,(1-(($E2387-50)*0.005)),1))),1),0)))","v":290},0.95,0.95,0.95,231,249,300,99,107,129,8.4706323763116903E-2,9.8244834171768089E-2,0.14041865716749932,1.1000000000000001,5.5,5.9,7.9,null,1195,null,0.68,null,null,0,13.2,15.1,21.85,null,1,1,1,231,249,300,null,0,0,0,1,2263,3445,577,50,0.85518696133680483,0.79918429718355943,null,1,1,0.99999999999999978,0.99999999999999978,null,0]
["360902110",{"$f":"'DBH-Upgrade'!$K$8-$CL2397","v":70},10,3,60,90,21,21.5,0,26,30,42.4,2075.2000000000003,{"$f":"IF($B2397>$F2397,0,IF($C2397>$G2397,0,ROUND((((($F2397-$B2397)/100)*IF('DBH-Upgrade'!$K$6='DBH-Upgrade'!$K$8,$BZ2411,($BE2397/(($F2397-18)/100))))+((($B2397-18)/100)*$CA2411))*$CE2411,0)))","v":{"$error":"#VALUE!"}},{"$f":"IF($B2397>$F2397,0,IF($C2397>$G2397,0,ROUND((((($F2397-$B2397)/100)*IF('DBH-Upgrade'!$K$6='DBH-Upgrade'!$K$8,$BZ2411,($BE2397/(($F2397-18)/100))))+((($B2397-18)/100)*$CA2411))*$CD2411,0)))","v":{"$error":"#VALUE!"}},{"$f":"IF($B2397>$F2397,0,IF($C2397>$G2397,0,ROUND(((($F2397-$B2397)/100)*IF('DBH-Upgrade'!$K$6='DBH-Upgrade'!$K$8,$BZ2411,($BE2397/(($F2397-18)/100))))+((($B2397-18)/100)*$CA2411),0)))","v":{"$error":"#VALUE!"}},1.5,1.05,1.05,1.05,2075,{"$f":"IF($B2397>$F2397,0,IF($C2397>$G2397,0,ROUND(((($F2397-$B2397)/100)*(IF('DBH-Upgrade'!$K$6='DBH-Upgrade'!$K$8,$BZ2411,($BE2397/(($F2397-18)/100))))*$CH2411)+((($B2397-18)/100)*$CA2411*$CE2411*$CG2411),0)))","v":{"$error":"#VALUE!"}},{"$f":"IF($B2397>$F2397,0,IF($C2397>$G2397,0,ROUND(((($F2397-$B2397)/100)*(IF('DBH-Upgrade'!$K$6='DBH-Upgrade'!$K$8,$BZ2411,($BE2397/(($F2397-18)/100))))*$CH2411)+((($B2397-18)/100)*$CA2411*$CD2411*$CG2411),0)))","v":{"$error":"#VALUE!"}},{"$f":"IF($B2397>$F2397,0,IF($C2397>$G2397,0,ROUND(((($F2397-$B2397)/100)*(IF('DBH-Upgrade'!$K$6='DBH-Upgrade'!$K$8,$BZ2411,($BE2397/(($F2397-18)/100))))*$CH2411)+((($B2397-18)/100)*$CA2411*$CG2411),0)))","v":{"$error":"#VALUE!"}},178,{"$error":"#VALUE!"},{"$error":"#VALUE!"},{"$error":"#VALUE!"},0.18801782452018051,{"$error":"#VALUE!"},{"$error":"#VALUE!"},{"$error":"#VALUE!"},1.2760000000000001E-4,1.7219,4,5.1420100000000005E-4,{"$f":"IF($B2397>$F2397,0,IF($C2397>$G2397,0,ROUND((((($F2397-$B2397)/100)*IF('DBH-Upgrade'!$K$6='DBH-Upgrade'!$K$8,$CC2411,($BF2397/(($F2397-18)/100))))+((($B2397-18)/100)*$CB2411))*IF($E2397>50,IF($G2397=11,(1-(($E2397-50)*0.005)),IF($G2397=16,(1-(($E2397-50)*0.005)),IF($G2397=21,(1-(($E2397-50)*0.005)),1))),1)*$CE2411,0)))","v":{"$error":"#VALUE!"}},{"$f":"IF($B2397>$F2397,0,IF($C2397>$G2397,0,ROUND((((($F2397-$B2397)/100)*IF('DBH-Upgrade'!$K$6='DBH-Upgrade'!$K$8,$CC2411,($BF2397/(($F2397-18)/100))))+((($B2397-18)/100)*$CB2411))*IF($E2397>50,IF($G2397=11,(1-(($E2397-50)*0.005)),IF($G2397=16,(1-(($E2397-50)*0.005)),IF($G2397=21,(1-(($E2397-50)*0.005)),1))),1)*$CD2411,0)))","v":{"$error":"#VALUE!"}},{"$f":"IF($B2397>$F2397,0,IF($C2397>$G2397,0,ROUND((((($F2397-$B2397)/100)*IF('DBH-Upgrade'!$K$6='DBH-Upgrade'!$K$8,$CC2411,($BF2397/(($F2397-18)/100))))+((($B2397-18)/100)*$CB2411))*IF($E2397>50,IF($G2397=11,(1-(($E2397-50)*0.005)),IF($G2397=16,(1-(($E2397-50)*0.005)),IF($G2397=21,(1-(($E2397-50)*0.005)),1))),1),0)))","v":{"$error":"#VALUE!"}},0.85,0.85,0.85,267,286,390,115,123,168,8.0008180173066878E-2,9.124364158090871E-2,0.16789509816318576,2.4,5.5,5.9,7.9,null,2594,null,0.8,null,null,0,13.2,15.1,21.85,null,1,1,1,267,286,390,null,0,0,0,1,{"$error":"#VALUE!"},4479,834,{"$error":"#VALUE!"},0.75555534806492441,0.70383877729866806,null,1,1,0.99999999999999978,0.99999999999999978,null,0]
["3601002010",{"$f":"'DBH-Upgrade'!$K$8-$CL2402","v":70},10,3,60,100,20,21.5,0,26,30,43,2086.4,{"$f":"IF($B2402>$F2402,0,IF($C2402>$G2402,0,ROUND((((($F2402-$B2402)/100)*IF('DBH-Upgrade'!$K$6='DBH-Upgrade'!$K$8,$BZ2416,($BE2402/(($F2402-18)/100))))+((($B2402-18)/100)*$CA2416))*$CE2416,0)))","v":{"$error":"#VALUE!"}},{"$f":"IF($B2402>$F2402,0,IF($C2402>$G2402,0,ROUND((((($F2402-$B2402)/100)*IF('DBH-Upgrade'!$K$6='DBH-Upgrade'!$K$8,$BZ2416,($BE2402/(($F2402-18)/100))))+((($B2402-18)/100)*$CA2416))*$CD2416,0)))","v":{"$error":"#VALUE!"}},{"$f":"IF($B2402>$F2402,0,IF($C2402>$G2402,0,ROUND(((($F2402-$B2402)/100)*IF('DBH-Upgrade'!$K$6='DBH-Upgrade'!$K$8,$BZ2416,($BE2402/(($F2402-18)/100))))+((($B2402-18)/100)*$CA2416),0)))","v":{"$error":"#VALUE!"}},1.5,1.08,1.08,1.08,2086,{"$f":"IF($B2402>$F2402,0,IF($C2402>$G2402,0,ROUND(((($F2402-$B2402)/100)*(IF('DBH-Upgrade'!$K$6='DBH-Upgrade'!$K$8,$BZ2416,($BE2402/(($F2402-18)/100))))*$CH2416)+((($B2402-18)/100)*$CA2416*$CE2416*$CG2416),0)))","v":{"$error":"#VALUE!"}},{"$f":"IF($B2402>$F2402,0,IF($C2402>$G2402,0,ROUND(((($F2402-$B2402)/100)*(IF('DBH-Upgrade'!$K$6='DBH-Upgrade'!$K$8,$BZ2416,($BE2402/(($F2402-18)/100))))*$CH2416)+((($B2402-18)/100)*$CA2416*$CD2416*$CG2416),0)))","v":{"$error":"#VALUE!"}},{"$f":"IF($B2402>$F2402,0,IF($C2402>$G2402,0,ROUND(((($F2402-$B2402)/100)*(IF('DBH-Upgrade'!$K$6='DBH-Upgrade'!$K$8,$BZ2416,($BE2402/(($F2402-18)/100))))*$CH2416)+((($B2402-18)/100)*$CA2416*$CG2416),0)))","v":{"$error":"#VALUE!"}},179,{"$error":"#VALUE!"},{"$error":"#VALUE!"},{"$error":"#VALUE!"},0.13446597687358697,{"$error":"#VALUE!"},{"$error":"#VALUE!"},{"$error":"#VALUE!"},1.2760000000000001E-4,1.7219,2,3.76611E-4,{"$f":"IF($B2402>$F2402,0,IF($C2402>$G2402,0,ROUND((((($F2402-$B2402)/100)*IF('DBH-Upgrade'!$K$6='DBH-Upgrade'!$K$8,$CC2416,($BF2402/(($F2402-18)/100))))+((($B2402-18)/100)*$CB2416))*IF($E2402>50,IF($G2402=11,(1-(($E2402-50)*0.005)),IF($G2402=16,(1-(($E2402-50)*0.005)),IF($G2402=21,(1-(($E2402-50)*0.005)),1))),1)*$CE2416,0)))","v":{"$error":"#VALUE!"}},{"$f":"IF($B2402>$F2402,0,IF($C2402>$G2402,0,ROUND((((($F2402-$B2402)/100)*IF('DBH-Upgrade'!$K$6='DBH-Upgrade'!$K$8,$CC2416,($BF2402/(($F2402-18)/100))))+((($B2402-18)/100)*$CB2416))*IF($E2402>50,IF($G2402=11,(1-(($E2402-50)*0.005)),IF($G2402=16,(1-(($E2402-50)*0.005)),IF($G2402=21,(1-(($E2402-50)*0.005)),1))),1)*$CD2416,0)))","v":{"$error":"#VALUE!"}},{"$f":"IF($B2402>$F2402,0,IF($C2402>$G2402,0,ROUND((((($F2402-$B2402)/100)*IF('DBH-Upgrade'!$K$6='DBH-Upgrade'!$K$8,$CC2416,($BF2402/(($F2402-18)/100))))+((($B2402-18)/100)*$CB2416))*IF($E2402>50,IF($G2402=11,(1-(($E2402-50)*0.005)),IF($G2402=16,(1-(($E2402-50)*0.005)),IF($G2402=21,(1-(($E2402-50)*0.005)),1))),1),0)))","v":{"$error":"#VALUE!"}},0.95,0.95,0.95,180,194,238,77,83,102,2.567520968927843E-2,2.9741436093479189E-2,4.4553404831909879E-2,1.3,5.5,5.9,7.9,null,2608,null,0.8,null,null,0,13.2,15.1,21.85,null,1,1,1,180,194,238,null,0,0,0,1,{"$error":"#VALUE!"},3301,508,{"$error":"#VALUE!"},0.74531089933631789,0.69504144552059222,null,1,1,0.99999999999999978,0.99999999999999978,null,0]
["3601102010",{"$f":"'DBH-Upgrade'!$K$8-$CL2408","v":60},10,3,60,110,20,21.5,0,26,30,43.5,2295.2000000000003,{"$f":"IF($B2408>$F2408,0,IF($C2408>$G2408,0,ROUND((((($F2408-$B2408)/100)*IF('DBH-Upgrade'!$K$6='DBH-Upgrade'!$K$8,$BZ2422,($BE2408/(($F2408-18)/100))))+((($B2408-18)/100)*$CA2422))*$CE2422,0)))","v":{"$error":"#VALUE!"}},{"$f":"IF($B2408>$F2408,0,IF($C2408>$G2408,0,ROUND((((($F2408-$B2408)/100)*IF('DBH-Upgrade'!$K$6='DBH-Upgrade'!$K$8,$BZ2422,($BE2408/(($F2408-18)/100))))+((($B2408-18)/100)*$CA2422))*$CD2422,0)))","v":{"$error":"#VALUE!"}},{"$f":"IF($B2408>$F2408,0,IF($C2408>$G2408,0,ROUND(((($F2408-$B2408)/100)*IF('DBH-Upgrade'!$K$6='DBH-Upgrade'!$K$8,$BZ2422,($BE2408/(($F2408-18)/100))))+((($B2408-18)/100)*$CA2422),0)))","v":{"$error":"#VALUE!"}},1.5,1.08,1.08,1.08,2295,{"$f":"IF($B2408>$F2408,0,IF($C2408>$G2408,0,ROUND(((($F2408-$B2408)/100)*(IF('DBH-Upgrade'!$K$6='DBH-Upgrade'!$K$8,$BZ2422,($BE2408/(($F2408-18)/100))))*$CH2422)+((($B2408-18)/100)*$CA2422*$CE2422*$CG2422),0)))","v":{"$error":"#VALUE!"}},{"$f":"IF($B2408>$F2408,0,IF($C2408>$G2408,0,ROUND(((($F2408-$B2408)/100)*(IF('DBH-Upgrade'!$K$6='DBH-Upgrade'!$K$8,$BZ2422,($BE2408/(($F2408-18)/100))))*$CH2422)+((($B2408-18)/100)*$CA2422*$CD2422*$CG2422),0)))","v":{"$error":"#VALUE!"}},{"$f":"IF($B2408>$F2408,0,IF($C2408>$G2408,0,ROUND(((($F2408-$B2408)/100)*(IF('DBH-Upgrade'!$K$6='DBH-Upgrade'!$K$8,$BZ2422,($BE2408/(($F2408-18)/100))))*$CH2422)+((($B2408-18)/100)*$CA2422*$CG2422),0)))","v":{"$error":"#VALUE!"}},197,{"$error":"#VALUE!"},{"$error":"#VALUE!"},{"$error":"#VALUE!"},0.16458618456081525,{"$error":"#VALUE!"},{"$error":"#VALUE!"},{"$error":"#VALUE!"},1.2760000000000001E-4,1.7219,2,3.76611E-4,{"$f":"IF($B2408>$F2408,0,IF($C2408>$G2408,0,ROUND((((($F2408-$B2408)/100)*IF('DBH-Upgrade'!$K$6='DBH-Upgrade'!$K$8,$CC2422,($BF2408/(($F2408-18)/100))))+((($B2408-18)/100)*$CB2422))*IF($E2408>50,IF($G2408=11,(1-(($E2408-50)*0.005)),IF($G2408=16,(1-(($E2408-50)*0.005)),IF($G2408=21,(1-(($E2408-50)*0.005)),1))),1)*$CE2422,0)))","v":{"$error":"#VALUE!"}},{"$f":"IF($B2408>$F2408,0,IF($C2408>$G2408,0,ROUND((((($F2408-$B2408)/100)*IF('DBH-Upgrade'!$K$6='DBH-Upgrade'!$K$8,$CC2422,($BF2408/(($F2408-18)/100))))+((($B2408-18)/100)*$CB2422))*IF($E2408>50,IF($G2408=11,(1-(($E2408-50)*0.005)),IF($G2408=16,(1-(($E2408-50)*0.005)),IF($G2408=21,(1-(($E2408-50)*0.005)),1))),1)*$CD2422,0)))","v":{"$error":"#VALUE!"}},{"$f":"IF($B2408>$F2408,0,IF($C2408>$G2408,0,ROUND((((($F2408-$B2408)/100)*IF('DBH-Upgrade'!$K$6='DBH-Upgrade'!$K$8,$CC2422,($BF2408/(($F2408-18)/100))))+((($B2408-18)/100)*$CB2422))*IF($E2408>50,IF($G2408=11,(1-(($E2408-50)*0.005)),IF($G2408=16,(1-(($E2408-50)*0.005)),IF($G2408=21,(1-(($E2408-50)*0.005)),1))),1),0)))","v":{"$error":"#VALUE!"}},0.95,0.95,0.95,145,157,192,62,68,83,1.7104035425815133E-2,2.0485695911409248E-2,3.024559484806788E-2,1.5,5.5,5.9,7.9,null,2869,null,0.8,null,null,0,13.2,15.1,21.85,null,1,1,1,145,157,192,null,0,0,0,1,{"$error":"#VALUE!"},3301,508,{"$error":"#VALUE!"},0.73429802939744349,0.68540112539231846,null,1,1,0.99999999999999978,0.99999999999999978,null,10]
["3601401110",{"$f":"'DBH-Upgrade'!$K$8-$CL2417","v":70},10,3,60,140,11,11.5,0,26,30,44.8,1422.5600000000002,{"$f":"IF($B2417>$F2417,0,IF($C2417>$G2417,0,ROUND((((($F2417-$B2417)/100)*IF('DBH-Upgrade'!$K$6='DBH-Upgrade'!$K$8,$BZ2431,($BE2417/(($F2417-18)/100))))+((($B2417-18)/100)*$CA2431))*$CE2431,0)))","v":2471},{"$f":"IF($B2417>$F2417,0,IF($C2417>$G2417,0,ROUND((((($F2417-$B2417)/100)*IF('DBH-Upgrade'!$K$6='DBH-Upgrade'!$K$8,$BZ2431,($BE2417/(($F2417-18)/100))))+((($B2417-18)/100)*$CA2431))*$CD2431,0)))","v":2677},{"$f":"IF($B2417>$F2417,0,IF($C2417>$G2417,0,ROUND(((($F2417-$B2417)/100)*IF('DBH-Upgrade'!$K$6='DBH-Upgrade'!$K$8,$BZ2431,($BE2417/(($F2417-18)/100))))+((($B2417-18)/100)*$CA2431),0)))","v":3376},{"$f":"IF(B2417=0,IF(E2417=20,IF(G2417=10,1.413,IF(G2417=15,1.408,IF(G2417=20,1.408,\"ERROR\"))),IF(E2417=30,IF(G2417=10,1.403,IF(G2417=11,1.44,IF(G2417=15,1.396,IF(G2417=16,1.456,IF(G2417=20,1.396,IF(G2417=21,1.468,\"ERROR\")))))),IF(E2417=40,IF(G2417=10,1.394,IF(G2417=11,1.439,IF(G2417=15,1.385,IF(G2417=16,1.46,IF(G2417=20,1.384,IF(G2417=21,1.477,\"ERROR\")))))),IF(E2417=50,IF(G2417=10,1.385,IF(G2417=11,1.438,IF(G2417=15,1.373,IF(G2417=16,1.464,IF(G2417=20,1.373,IF(G2417=21,1.485,\"ERROR\")))))),IF(E2417=60,IF(G2417=10,1.376,IF(G2417=11,1.437,IF(G2417=15,1.361,IF(G2417=16,1.468,IF(G2417=20,1.361,IF(G2417=21,1.493,\"ERROR\")))))),IF(E2417=70,IF(G2417=10,1.366,IF(G2417=11,1.436,IF(G2417=15,1.35,IF(G2417=16,1.472,IF(G2417=20,1.349,IF(G2417=21,1.501,\"ERROR\")))))),IF(E2417=80,IF(G2417=10,1.366,IF(G2417=11,1.436,IF(G2417=15,1.35,IF(G2417=16,1.472,IF(G2417=20,1.349,IF(G2417=21,1.501,1)))))),IF(E2417=90,IF(G2417=10,1.348,IF(G2417=11,1.434,IF(G2417=15,1.326,IF(G2417=16,1.48,IF(G2417=20,1.326,IF(G2417=21,1.518,1)))))),IF(E2417=100,IF(G2417=10,1.348,IF(G2417=11,1.434,IF(G2417=15,1.326,IF(G2417=16,1.48,IF(G2417=20,1.326,IF(G2417=21,1.518,1)))))),\"ERROR\"))))))))),1.5)","v":1.5},1.1000000000000001,1.1000000000000001,1.1000000000000001,1423,{"$f":"IF($B2417>$F2417,0,IF($C2417>$G2417,0,ROUND(((($F2417-$B2417)/100)*(IF('DBH-Upgrade'!$K$6='DBH-Upgrade'!$K$8,$BZ2431,($BE2417/(($F2417-18)/100))))*$CH2431)+((($B2417-18)/100)*$CA2431*$CE2431*$CG2431),0)))","v":2896},{"$f":"IF($B2417>$F2417,0,IF($C2417>$G2417,0,ROUND(((($F2417-$B2417)/100)*(IF('DBH-Upgrade'!$K$6='DBH-Upgrade'!$K$8,$BZ2431,($BE2417/(($F2417-18)/100))))*$CH2431)+((($B2417-18)/100)*$CA2431*$CD2431*$CG2431),0)))","v":3005},{"$f":"IF($B2417>$F2417,0,IF($C2417>$G2417,0,ROUND(((($F2417-$B2417)/100)*(IF('DBH-Upgrade'!$K$6='DBH-Upgrade'!$K$8,$BZ2431,($BE2417/(($F2417-18)/100))))*$CH2431)+((($B2417-18)/100)*$CA2431*$CG2431),0)))","v":3376},122,249,258,290,0.16504240857006308,0.62910176796640371,0.67257982845850905,0.83826584729218123,3.969E-4,1.7345999999999999,4,5.7428799999999995E-4,{"$f":"IF($B2417>$F2417,0,IF($C2417>$G2417,0,ROUND((((($F2417-$B2417)/100)*IF('DBH-Upgrade'!$K$6='DBH-Upgrade'!$K$8,$CC2431,($BF2417/(($F2417-18)/100))))+((($B2417-18)/100)*$CB2431))*IF($E2417>50,IF($G2417=11,(1-(($E2417-50)*0.005)),IF($G2417=16,(1-(($E2417-50)*0.005)),IF($G2417=21,(1-(($E2417-50)*0.005)),1))),1)*$CE2431,0)))","v":233},{"$f":"IF($B2417>$F2417,0,IF($C2417>$G2417,0,ROUND((((($F2417-$B2417)/100)*IF('DBH-Upgrade'!$K$6='DBH-Upgrade'!$K$8,$CC2431,($BF2417/(($F2417-18)/100))))+((($B2417-18)/100)*$CB2431))*IF($E2417>50,IF($G2417=11,(1-(($E2417-50)*0.005)),IF($G2417=16,(1-(($E2417-50)*0.005)),IF($G2417=21,(1-(($E2417-50)*0.005)),1))),1)*$CD2431,0)))","v":252},{"$f":"IF($B2417>$F2417,0,IF($C2417>$G2417,0,ROUND((((($F2417-$B2417)/100)*IF('DBH-Upgrade'!$K$6='DBH-Upgrade'!$K$8,$CC2431,($BF2417/(($F2417-18)/100))))+((($B2417-18)/100)*$CB2431))*IF($E2417>50,IF($G2417=11,(1-(($E2417-50)*0.005)),IF($G2417=16,(1-(($E2417-50)*0.005)),IF($G2417=21,(1-(($E2417-50)*0.005)),1))),1),0)))","v":318},0.95,0.95,0.95,220,238,300,95,102,129,0.10345718458050973,0.11813040081856956,0.18318945266362677,1.9,5.5,5.9,7.9,null,2092,null,0.68,null,null,0,13.2,15.1,21.85,null,1,1,1,220,238,300,null,0,0,0,1,{"$error":"#VALUE!"},5340,750,{"$error":"#VALUE!"},0.72541359909535208,0.67746340042029107,null,1,1,0.99999999999999978,0.99999999999999978,null,0]
["3601601010",{"$f":"'DBH-Upgrade'!$K$8-$CL2422","v":70},10,3,60,160,10,11.5,0,26,30,45.5,1684.8,{"$f":"IF($B2422>$F2422,0,IF($C2422>$G2422,0,ROUND((((($F2422-$B2422)/100)*IF('DBH-Upgrade'!$K$6='DBH-Upgrade'!$K$8,$BZ2436,($BE2422/(($F2422-18)/100))))+((($B2422-18)/100)*$CA2436))*$CE2436,0)))","v":1686},{"$f":"IF($B2422>$F2422,0,IF($C2422>$G2422,0,ROUND((((($F2422-$B2422)/100)*IF('DBH-Upgrade'!$K$6='DBH-Upgrade'!$K$8,$BZ2436,($BE2422/(($F2422-18)/100))))+((($B2422-18)/100)*$CA2436))*$CD2436,0)))","v":1830},{"$f":"IF($B2422>$F2422,0,IF($C2422>$G2422,0,ROUND(((($F2422-$B2422)/100)*IF('DBH-Upgrade'!$K$6='DBH-Upgrade'!$K$8,$BZ2436,($BE2422/(($F2422-18)/100))))+((($B2422-18)/100)*$CA2436),0)))","v":2335},1.5,1.08,1.08,1.08,1685,{"$f":"IF($B2422>$F2422,0,IF($C2422>$G2422,0,ROUND(((($F2422-$B2422)/100)*(IF('DBH-Upgrade'!$K$6='DBH-Upgrade'!$K$8,$BZ2436,($BE2422/(($F2422-18)/100))))*$CH2436)+((($B2422-18)/100)*$CA2436*$CE2436*$CG2436),0)))","v":1968},{"$f":"IF($B2422>$F2422,0,IF($C2422>$G2422,0,ROUND(((($F2422-$B2422)/100)*(IF('DBH-Upgrade'!$K$6='DBH-Upgrade'!$K$8,$BZ2436,($BE2422/(($F2422-18)/100))))*$CH2436)+((($B2422-18)/100)*$CA2436*$CD2436*$CG2436),0)))","v":2049},{"$f":"IF($B2422>$F2422,0,IF($C2422>$G2422,0,ROUND(((($F2422-$B2422)/100)*(IF('DBH-Upgrade'!$K$6='DBH-Upgrade'!$K$8,$BZ2436,($BE2422/(($F2422-18)/100))))*$CH2436)+((($B2422-18)/100)*$CA2436*$CG2436),0)))","v":2335},145,169,176,201,0.13925346565473004,0.18572654509721107,0.20046748279247403,0.25744475993306548,3.969E-4,1.7345999999999999,2,3.6734700000000002E-4,{"$f":"IF($B2422>$F2422,0,IF($C2422>$G2422,0,ROUND((((($F2422-$B2422)/100)*IF('DBH-Upgrade'!$K$6='DBH-Upgrade'!$K$8,$CC2436,($BF2422/(($F2422-18)/100))))+((($B2422-18)/100)*$CB2436))*IF($E2422>50,IF($G2422=11,(1-(($E2422-50)*0.005)),IF($G2422=16,(1-(($E2422-50)*0.005)),IF($G2422=21,(1-(($E2422-50)*0.005)),1))),1)*$CE2436,0)))","v":172},{"$f":"IF($B2422>$F2422,0,IF($C2422>$G2422,0,ROUND((((($F2422-$B2422)/100)*IF('DBH-Upgrade'!$K$6='DBH-Upgrade'!$K$8,$CC2436,($BF2422/(($F2422-18)/100))))+((($B2422-18)/100)*$CB2436))*IF($E2422>50,IF($G2422=11,(1-(($E2422-50)*0.005)),IF($G2422=16,(1-(($E2422-50)*0.005)),IF($G2422=21,(1-(($E2422-50)*0.005)),1))),1)*$CD2436,0)))","v":187},{"$f":"IF($B2422>$F2422,0,IF($C2422>$G2422,0,ROUND((((($F2422-$B2422)/100)*IF('DBH-Upgrade'!$K$6='DBH-Upgrade'!$K$8,$CC2436,($BF2422/(($F2422-18)/100))))+((($B2422-18)/100)*$CB2436))*IF($E2422>50,IF($G2422=11,(1-(($E2422-50)*0.005)),IF($G2422=16,(1-(($E2422-50)*0.005)),IF($G2422=21,(1-(($E2422-50)*0.005)),1))),1),0)))","v":239},0.98,0.98,0.98,132,144,183,57,62,79,2.4280991917074727E-2,2.839906595709886E-2,4.4635398806030152E-2,1.1000000000000001,5.5,5.9,7.9,null,1872,null,0.9,null,null,0,13.2,15.1,21.85,null,1,1,1,132,144,183,null,0,0,0,1,{"$error":"#VALUE!"},3682,458,{"$error":"#VALUE!"},0.81466996609637188,0.75619868948084668,null,1,1,0.99999999999999978,0.99999999999999978,null,0]
["3601801510",{"$f":"'DBH-Upgrade'!$K$8-$CL2430","v":50},10,3,60,180,15,16.5,0,26,30,46,2687.2000000000003,{"$f":"IF($B2430>$F2430,0,IF($C2430>$G2430,0,ROUND((((($F2430-$B2430)/100)*IF('DBH-Upgrade'!$K$6='DBH-Upgrade'!$K$8,$BZ2444,($BE2430/(($F2430-18)/100))))+((($B2430-18)/100)*$CA2444))*$CE2444,0)))","v":{"$error":"#VALUE!"}},{"$f":"IF($B2430>$F2430,0,IF($C2430>$G2430,0,ROUND((((($F2430-$B2430)/100)*IF('DBH-Upgrade'!$K$6='DBH-Upgrade'!$K$8,$BZ2444,($BE2430/(($F2430-18)/100))))+((($B2430-18)/100)*$CA2444))*$CD2444,0)))","v":{"$error":"#VALUE!"}},{"$f":"IF($B2430>$F2430,0,IF($C2430>$G2430,0,ROUND(((($F2430-$B2430)/100)*IF('DBH-Upgrade'!$K$6='DBH-Upgrade'!$K$8,$BZ2444,($BE2430/(($F2430-18)/100))))+((($B2430-18)/100)*$CA2444),0)))","v":{"$error":"#VALUE!"}},1.5,1.08,1.08,1.08,2687,{"$f":"IF($B2430>$F2430,0,IF($C2430>$G2430,0,ROUND(((($F2430-$B2430)/100)*(IF('DBH-Upgrade'!$K$6='DBH-Upgrade'!$K$8,$BZ2444,($BE2430/(($F2430-18)/100))))*$CH2444)+((($B2430-18)/100)*$CA2444*$CE2444*$CG2444),0)))","v":{"$error":"#VALUE!"}},{"$f":"IF($B2430>$F2430,0,IF($C2430>$G2430,0,ROUND(((($F2430-$B2430)/100)*(IF('DBH-Upgrade'!$K$6='DBH-Upgrade'!$K$8,$BZ2444,($BE2430/(($F2430-18)/100))))*$CH2444)+((($B2430-18)/100)*$CA2444*$CD2444*$CG2444),0)))","v":{"$error":"#VALUE!"}},{"$f":"IF($B2430>$F2430,0,IF($C2430>$G2430,0,ROUND(((($F2430-$B2430)/100)*(IF('DBH-Upgrade'!$K$6='DBH-Upgrade'!$K$8,$BZ2444,($BE2430/(($F2430-18)/100))))*$CH2444)+((($B2430-18)/100)*$CA2444*$CG2444),0)))","v":{"$error":"#VALUE!"}},231,{"$error":"#VALUE!"},{"$error":"#VALUE!"},{"$error":"#VALUE!"},0.32183690903252676,{"$error":"#VALUE!"},{"$error":"#VALUE!"},{"$error":"#VALUE!"},2.0829999999999999E-4,1.724,2,4.6182900000000003E-4,{"$f":"IF($B2430>$F2430,0,IF($C2430>$G2430,0,ROUND((((($F2430-$B2430)/100)*IF('DBH-Upgrade'!$K$6='DBH-Upgrade'!$K$8,$CC2444,($BF2430/(($F2430-18)/100))))+((($B2430-18)/100)*$CB2444))*IF($E2430>50,IF($G2430=11,(1-(($E2430-50)*0.005)),IF($G2430=16,(1-(($E2430-50)*0.005)),IF($G2430=21,(1-(($E2430-50)*0.005)),1))),1)*$CE2444,0)))","v":{"$error":"#VALUE!"}},{"$f":"IF($B2430>$F2430,0,IF($C2430>$G2430,0,ROUND((((($F2430-$B2430)/100)*IF('DBH-Upgrade'!$K$6='DBH-Upgrade'!$K$8,$CC2444,($BF2430/(($F2430-18)/100))))+((($B2430-18)/100)*$CB2444))*IF($E2430>50,IF($G2430=11,(1-(($E2430-50)*0.005)),IF($G2430=16,(1-(($E2430-50)*0.005)),IF($G2430=21,(1-(($E2430-50)*0.005)),1))),1)*$CD2444,0)))","v":{"$error":"#VALUE!"}},{"$f":"IF($B2430>$F2430,0,IF($C2430>$G2430,0,ROUND((((($F2430-$B2430)/100)*IF('DBH-Upgrade'!$K$6='DBH-Upgrade'!$K$8,$CC2444,($BF2430/(($F2430-18)/100))))+((($B2430-18)/100)*$CB2444))*IF($E2430>50,IF($G2430=11,(1-(($E2430-50)*0.005)),IF($G2430=16,(1-(($E2430-50)*0.005)),IF($G2430=21,(1-(($E2430-50)*0.005)),1))),1),0)))","v":{"$error":"#VALUE!"}},1.01,1.01,1.01,107,114,163,46,49,70,1.4549646249882364E-2,1.6411771649657025E-2,3.2432477946213678E-2,1.8,5.5,5.9,7.9,null,3359,null,0.8,null,null,0,13.2,15.1,21.85,null,1,1,1,107,114,163,null,0,0,0,1,1127,2539,352,62,0.79292312789827257,0.73211718284521199,null,1,1,0.99999999999999978,0.99999999999999978,null,20]
["3602001610",{"$f":"'DBH-Upgrade'!$K$8-$CL2437","v":70},10,3,60,200,16,16.5,0,26,30,46.5,2834.2400000000002,{"$f":"IF($B2437>$F2437,0,IF($C2437>$G2437,0,ROUND((((($F2437-$B2437)/100)*IF('DBH-Upgrade'!$K$6='DBH-Upgrade'!$K$8,$BZ2451,($BE2437/(($F2437-18)/100))))+((($B2437-18)/100)*$CA2451))*$CE2451,0)))","v":{"$error":"#VALUE!"}},{"$f":"IF($B2437>$F2437,0,IF($C2437>$G2437,0,ROUND((((($F2437-$B2437)/100)*IF('DBH-Upgrade'!$K$6='DBH-Upgrade'!$K$8,$BZ2451,($BE2437/(($F2437-18)/100))))+((($B2437-18)/100)*$CA2451))*$CD2451,0)))","v":{"$error":"#VALUE!"}},{"$f":"IF($B2437>$F2437,0,IF($C2437>$G2437,0,ROUND(((($F2437-$B2437)/100)*IF('DBH-Upgrade'!$K$6='DBH-Upgrade'!$K$8,$BZ2451,($BE2437/(($F2437-18)/100))))+((($B2437-18)/100)*$CA2451),0)))","v":{"$error":"#VALUE!"}},1.5,1.1000000000000001,1.1000000000000001,1.1000000000000001,2834,{"$f":"IF($B2437>$F2437,0,IF($C2437>$G2437,0,ROUND(((($F2437-$B2437)/100)*(IF('DBH-Upgrade'!$K$6='DBH-Upgrade'!$K$8,$BZ2451,($BE2437/(($F2437-18)/100))))*$CH2451)+((($B2437-18)/100)*$CA2451*$CE2451*$CG2451),0)))","v":{"$error":"#VALUE!"}},{"$f":"IF($B2437>$F2437,0,IF($C2437>$G2437,0,ROUND(((($F2437-$B2437)/100)*(IF('DBH-Upgrade'!$K$6='DBH-Upgrade'!$K$8,$BZ2451,($BE2437/(($F2437-18)/100))))*$CH2451)+((($B2437-18)/100)*$CA2451*$CD2451*$CG2451),0)))","v":{"$error":"#VALUE!"}},{"$f":"IF($B2437>$F2437,0,IF($C2437>$G2437,0,ROUND(((($F2437-$B2437)/100)*(IF('DBH-Upgrade'!$K$6='DBH-Upgrade'!$K$8,$BZ2451,($BE2437/(($F2437-18)/100))))*$CH2451)+((($B2437-18)/100)*$CA2451*$CG2451),0)))","v":{"$error":"#VALUE!"}},244,{"$error":"#VALUE!"},{"$error":"#VALUE!"},{"$error":"#VALUE!"},1.0105159512199176,{"$error":"#VALUE!"},{"$error":"#VALUE!"},{"$error":"#VALUE!"},2.0829999999999999E-4,1.724,4,1.392796E-3,{"$f":"IF($B2437>$F2437,0,IF($C2437>$G2437,0,ROUND((((($F2437-$B2437)/100)*IF('DBH-Upgrade'!$K$6='DBH-Upgrade'!$K$8,$CC2451,($BF2437/(($F2437-18)/100))))+((($B2437-18)/100)*$CB2451))*IF($E2437>50,IF($G2437=11,(1-(($E2437-50)*0.005)),IF($G2437=16,(1-(($E2437-50)*0.005)),IF($G2437=21,(1-(($E2437-50)*0.005)),1))),1)*$CE2451,0)))","v":{"$error":"#VALUE!"}},{"$f":"IF($B2437>$F2437,0,IF($C2437>$G2437,0,ROUND((((($F2437-$B2437)/100)*IF('DBH-Upgrade'!$K$6='DBH-Upgrade'!$K$8,$CC2451,($BF2437/(($F2437-18)/100))))+((($B2437-18)/100)*$CB2451))*IF($E2437>50,IF($G2437=11,(1-(($E2437-50)*0.005)),IF($G2437=16,(1-(($E2437-50)*0.005)),IF($G2437=21,(1-(($E2437-50)*0.005)),1))),1)*$CD2451,0)))","v":{"$error":"#VALUE!"}},{"$f":"IF($B2437>$F2437,0,IF($C2437>$G2437,0,ROUND((((($F2437-$B2437)/100)*IF('DBH-Upgrade'!$K$6='DBH-Upgrade'!$K$8,$CC2451,($BF2437/(($F2437-18)/100))))+((($B2437-18)/100)*$CB2451))*IF($E2437>50,IF($G2437=11,(1-(($E2437-50)*0.005)),IF($G2437=16,(1-(($E2437-50)*0.005)),IF($G2437=21,(1-(($E2437-50)*0.005)),1))),1),0)))","v":{"$error":"#VALUE!"}},0.95,0.95,0.95,285,301,434,123,129,187,0.26725226571780064,0.29308894518268069,0.60239176225562219,4,5.5,5.9,7.9,null,4168,null,0.68,null,null,0,13.2,15.1,21.85,null,1,1,1,285,301,434,null,0,0,0,1,2263,3445,577,50,0.78402243332267385,0.72223627558039949,null,1,1,0.99999999999999978,0.99999999999999978,null,0]
["3602201510",{"$f":"'DBH-Upgrade'!$K$8-$CL2442","v":70},10,3,60,220,15,16.5,0,26,30,46.9,3284,{"$f":"IF($B2442>$F2442,0,IF($C2442>$G2442,0,ROUND((((($F2442-$B2442)/100)*IF('DBH-Upgrade'!$K$6='DBH-Upgrade'!$K$8,$BZ2456,($BE2442/(($F2442-18)/100))))+((($B2442-18)/100)*$CA2456))*$CE2456,0)))","v":{"$error":"#VALUE!"}},{"$f":"IF($B2442>$F2442,0,IF($C2442>$G2442,0,ROUND((((($F2442-$B2442)/100)*IF('DBH-Upgrade'!$K$6='DBH-Upgrade'!$K$8,$BZ2456,($BE2442/(($F2442-18)/100))))+((($B2442-18)/100)*$CA2456))*$CD2456,0)))","v":{"$error":"#VALUE!"}},{"$f":"IF($B2442>$F2442,0,IF($C2442>$G2442,0,ROUND(((($F2442-$B2442)/100)*IF('DBH-Upgrade'!$K$6='DBH-Upgrade'!$K$8,$BZ2456,($BE2442/(($F2442-18)/100))))+((($B2442-18)/100)*$CA2456),0)))","v":{"$error":"#VALUE!"}},1.5,{"$f":"IF($G2442=10,1.08,IF($G2442=11,1.1,IF($G2442=15,1.08,IF($G2442=16,1.1,IF($G2442=20,1.08,IF($G2442=21,1.05))))))","v":1.08},1.08,1.08,3284,{"$f":"IF($B2442>$F2442,0,IF($C2442>$G2442,0,ROUND(((($F2442-$B2442)/100)*(IF('DBH-Upgrade'!$K$6='DBH-Upgrade'!$K$8,$BZ2456,($BE2442/(($F2442-18)/100))))*$CH2456)+((($B2442-18)/100)*$CA2456*$CE2456*$CG2456),0)))","v":{"$error":"#VALUE!"}},{"$f":"IF($B2442>$F2442,0,IF($C2442>$G2442,0,ROUND(((($F2442-$B2442)/100)*(IF('DBH-Upgrade'!$K$6='DBH-Upgrade'!$K$8,$BZ2456,($BE2442/(($F2442-18)/100))))*$CH2456)+((($B2442-18)/100)*$CA2456*$CD2456*$CG2456),0)))","v":{"$error":"#VALUE!"}},{"$f":"IF($B2442>$F2442,0,IF($C2442>$G2442,0,ROUND(((($F2442-$B2442)/100)*(IF('DBH-Upgrade'!$K$6='DBH-Upgrade'!$K$8,$BZ2456,($BE2442/(($F2442-18)/100))))*$CH2456)+((($B2442-18)/100)*$CA2456*$CG2456),0)))","v":{"$error":"#VALUE!"}},282,{"$error":"#VALUE!"},{"$error":"#VALUE!"},{"$error":"#VALUE!"},0.50058843874560743,{"$error":"#VALUE!"},{"$error":"#VALUE!"},{"$error":"#VALUE!"},{"$f":"IF($G2442=$CO$103,CP$103,IF($G2442=$CO$104,CP$104,IF($G2442=$CO$105,CP$105,IF($G2442=$CO$107,CP$107,IF($G2442=$CO$108,CP$108,IF($G2442=$CO$109,CP$109,IF($G2442=$CO$111,CP$111,IF($G2442=$CO$112,CP$112,IF($G2442=$CO$113,CP$113,IF($G2442=$CO$115,CP$115,IF($G2442=$CO$116,CP$116,IF($G2442=$CO$117,CP$117,IF($G2442=$CO$119,CP$119,IF($G2442=$CO$120,CP$120,))))))))))))))","v":2.0829999999999999E-4},{"$f":"IF($G2442=$CO$103,CQ$103,IF($G2442=$CO$104,CQ$104,IF($G2442=$CO$105,CQ$105,IF($G2442=$CO$107,CQ$107,IF($G2442=$CO$108,CQ$108,IF($G2442=$CO$109,CQ$109,IF($G2442=$CO$111,CQ$111,IF($G2442=$CO$112,CQ$112,IF($G2442=$CO$113,CQ$113,IF($G2442=$CO$115,CQ$115,IF($G2442=$CO$116,CQ$116,IF($G2442=$CO$117,CQ$117,IF($G2442=$CO$119,CQ$119,IF($G2442=$CO$120,CQ$120,))))))))))))))","v":1.724},{"$f":"IF($G2442=$CO$103,CR$103,IF($G2442=$CO$104,CR$104,IF($G2442=$CO$105,CR$105,IF($G2442=$CO$107,CR$107,IF($G2442=$CO$108,CR$108,IF($G2442=$CO$109,CR$109,IF($G2442=$CO$111,CR$111,IF($G2442=$CO$112,CR$112,IF($G2442=$CO$113,CR$113,IF($G2442=$CO$115,CR$115,IF($G2442=$CO$116,CR$116,IF($G2442=$CO$117,CR$117,IF($G2442=$CO$119,CR$119,IF($G2442=$CO$120,CR$120,))))))))))))))","v":2},{"$f":"IF($G2442=$CO$103,CS$103,IF($G2442=$CO$104,CS$104,IF($G2442=$CO$105,CS$105,IF($G2442=$CO$107,CS$107,IF($G2442=$CO$108,CS$108,IF($G2442=$CO$109,CS$109,IF($G2442=$CO$111,CS$111,IF($G2442=$CO$112,CS$112,IF($G2442=$CO$113,CS$113,IF($G2442=$CO$115,CS$115,IF($G2442=$CO$116,CS$116,IF($G2442=$CO$117,CS$117,IF($G2442=$CO$119,CS$119,IF($G2442=$CO$120,CS$120,))))))))))))))","v":4.6182900000000003E-4},{"$f":"IF($B2442>$F2442,0,IF($C2442>$G2442,0,ROUND((((($F2442-$B2442)/100)*IF('DBH-Upgrade'!$K$6='DBH-Upgrade'!$K$8,$CC2456,($BF2442/(($F2442-18)/100))))+((($B2442-18)/100)*$CB2456))*IF($E2442>50,IF($G2442=11,(1-(($E2442-50)*0.005)),IF($G2442=16,(1-(($E2442-50)*0.005)),IF($G2442=21,(1-(($E2442-50)*0.005)),1))),1)*$CE2456,0)))","v":{"$error":"#VALUE!"}},{"$f":"IF($B2442>$F2442,0,IF($C2442>$G2442,0,ROUND((((($F2442-$B2442)/100)*IF('DBH-Upgrade'!$K$6='DBH-Upgrade'!$K$8,$CC2456,($BF2442/(($F2442-18)/100))))+((($B2442-18)/100)*$CB2456))*IF($E2442>50,IF($G2442=11,(1-(($E2442-50)*0.005)),IF($G2442=16,(1-(($E2442-50)*0.005)),IF($G2442=21,(1-(($E2442-50)*0.005)),1))),1)*$CD2456,0)))","v":{"$error":"#VALUE!"}},{"$f":"IF($B2442>$F2442,0,IF($C2442>$G2442,0,ROUND((((($F2442-$B2442)/100)*IF('DBH-Upgrade'!$K$6='DBH-Upgrade'!$K$8,$CC2456,($BF2442/(($F2442-18)/100))))+((($B2442-18)/100)*$CB2456))*IF($E2442>50,IF($G2442=11,(1-(($E2442-50)*0.005)),IF($G2442=16,(1-(($E2442-50)*0.005)),IF($G2442=21,(1-(($E2442-50)*0.005)),1))),1),0)))","v":{"$error":"#VALUE!"}},1.01,1.01,1.01,174,181,264,75,78,114,3.9799146430442078E-2,4.287975663879659E-2,8.8335924499099772E-2,{"$f":"ROUND(IF(G2442=10,$CO$92*F2442,IF(G2442=11,$CO$93*F2442,IF(G2442=15,$CO$94*F2442,IF(G2442=16,$CO$95*F2442,IF(G2442=20,$CO$96*F2442,IF(G2442=21,$CO$97*F2442,)))))),1)","v":2.2000000000000002},5.5,5.9,7.9,null,4105,null,0.8,null,null,0,13.2,15.1,21.85,null,1,1,1,{"$f":"AQ2442/BO2442","v":174},{"$f":"AR2442/BP2442","v":181},{"$f":"AS2442/BQ2442","v":264},null,{"$f":"BR2442-AQ2442","v":0},{"$f":"BS2442-AR2442","v":0},{"$f":"BT2442-AS2442","v":0},1,1127,2539,352,62,0.78402243332267385,0.72223627558039949,null,1,1,0.99999999999999978,0.99999999999999978,null,0]
["3602402010",{"$f":"'DBH-Upgrade'!$K$8-$CL2450","v":70},10,3,60,240,20,21.5,0,26,30,47.2,5007.2000000000007,{"$f":"IF($B2450>$F2450,0,IF($C2450>$G2450,0,ROUND((((($F2450-$B2450)/100)*IF('DBH-Upgrade'!$K$6='DBH-Upgrade'!$K$8,$BZ2464,($BE2450/(($F2450-18)/100))))+((($B2450-18)/100)*$CA2464))*$CE2464,0)))","v":{"$error":"#VALUE!"}},{"$f":"IF($B2450>$F2450,0,IF($C2450>$G2450,0,ROUND((((($F2450-$B2450)/100)*IF('DBH-Upgrade'!$K$6='DBH-Upgrade'!$K$8,$BZ2464,($BE2450/(($F2450-18)/100))))+((($B2450-18)/100)*$CA2464))*$CD2464,0)))","v":{"$error":"#VALUE!"}},{"$f":"IF($B2450>$F2450,0,IF($C2450>$G2450,0,ROUND(((($F2450-$B2450)/100)*IF('DBH-Upgrade'!$K$6='DBH-Upgrade'!$K$8,$BZ2464,($BE2450/(($F2450-18)/100))))+((($B2450-18)/100)*$CA2464),0)))","v":{"$error":"#VALUE!"}},1.5,1.08,1.08,1.08,5007,{"$f":"IF($B2450>$F2450,0,IF($C2450>$G2450,0,ROUND(((($F2450-$B2450)/100)*(IF('DBH-Upgrade'!$K$6='DBH-Upgrade'!$K$8,$BZ2464,($BE2450/(($F2450-18)/100))))*$CH2464)+((($B2450-18)/100)*$CA2464*$CE2464*$CG2464),0)))","v":{"$error":"#VALUE!"}},{"$f":"IF($B2450>$F2450,0,IF($C2450>$G2450,0,ROUND(((($F2450-$B2450)/100)*(IF('DBH-Upgrade'!$K$6='DBH-Upgrade'!$K$8,$BZ2464,($BE2450/(($F2450-18)/100))))*$CH2464)+((($B2450-18)/100)*$CA2464*$CD2464*$CG2464),0)))","v":{"$error":"#VALUE!"}},{"$f":"IF($B2450>$F2450,0,IF($C2450>$G2450,0,ROUND(((($F2450-$B2450)/100)*(IF('DBH-Upgrade'!$K$6='DBH-Upgrade'!$K$8,$BZ2464,($BE2450/(($F2450-18)/100))))*$CH2464)+((($B2450-18)/100)*$CA2464*$CG2464),0)))","v":{"$error":"#VALUE!"}},431,{"$error":"#VALUE!"},{"$error":"#VALUE!"},{"$error":"#VALUE!"},0.87958233215109838,{"$error":"#VALUE!"},{"$error":"#VALUE!"},{"$error":"#VALUE!"},1.2760000000000001E-4,1.7219,2,3.76611E-4,{"$f":"IF($B2450>$F2450,0,IF($C2450>$G2450,0,ROUND((((($F2450-$B2450)/100)*IF('DBH-Upgrade'!$K$6='DBH-Upgrade'!$K$8,$CC2464,($BF2450/(($F2450-18)/100))))+((($B2450-18)/100)*$CB2464))*IF($E2450>50,IF($G2450=11,(1-(($E2450-50)*0.005)),IF($G2450=16,(1-(($E2450-50)*0.005)),IF($G2450=21,(1-(($E2450-50)*0.005)),1))),1)*$CE2464,0)))","v":{"$error":"#VALUE!"}},{"$f":"IF($B2450>$F2450,0,IF($C2450>$G2450,0,ROUND((((($F2450-$B2450)/100)*IF('DBH-Upgrade'!$K$6='DBH-Upgrade'!$K$8,$CC2464,($BF2450/(($F2450-18)/100))))+((($B2450-18)/100)*$CB2464))*IF($E2450>50,IF($G2450=11,(1-(($E2450-50)*0.005)),IF($G2450=16,(1-(($E2450-50)*0.005)),IF($G2450=21,(1-(($E2450-50)*0.005)),1))),1)*$CD2464,0)))","v":{"$error":"#VALUE!"}},{"$f":"IF($B2450>$F2450,0,IF($C2450>$G2450,0,ROUND((((($F2450-$B2450)/100)*IF('DBH-Upgrade'!$K$6='DBH-Upgrade'!$K$8,$CC2464,($BF2450/(($F2450-18)/100))))+((($B2450-18)/100)*$CB2464))*IF($E2450>50,IF($G2450=11,(1-(($E2450-50)*0.005)),IF($G2450=16,(1-(($E2450-50)*0.005)),IF($G2450=21,(1-(($E2450-50)*0.005)),1))),1),0)))","v":{"$error":"#VALUE!"}},0.95,0.95,0.95,163,179,238,70,77,102,2.6567287715523955E-2,3.187794374571512E-2,5.4619091730267154E-2,3.2,5.5,5.9,7.9,null,6259,null,0.8,null,null,0,13.2,15.1,21.85,null,1,1,1,163,179,238,null,0,0,0,1,{"$error":"#VALUE!"},3301,508,{"$error":"#VALUE!"},0.69291747680457172,0.65762042960065581,null,1,1,0.99999999999999978,0.99999999999999978,null,0]
["3602801010",{"$f":"'DBH-Upgrade'!$K$8-$CL2458","v":50},10,3,60,280,10,11.5,0,26,30,47.8,2948.4,{"$f":"IF($B2458>$F2458,0,IF($C2458>$G2458,0,ROUND((((($F2458-$B2458)/100)*IF('DBH-Upgrade'!$K$6='DBH-Upgrade'!$K$8,$BZ2472,($BE2458/(($F2458-18)/100))))+((($B2458-18)/100)*$CA2472))*$CE2472,0)))","v":2315},{"$f":"IF($B2458>$F2458,0,IF($C2458>$G2458,0,ROUND((((($F2458-$B2458)/100)*IF('DBH-Upgrade'!$K$6='DBH-Upgrade'!$K$8,$BZ2472,($BE2458/(($F2458-18)/100))))+((($B2458-18)/100)*$CA2472))*$CD2472,0)))","v":2556},{"$f":"IF($B2458>$F2458,0,IF($C2458>$G2458,0,ROUND(((($F2458-$B2458)/100)*IF('DBH-Upgrade'!$K$6='DBH-Upgrade'!$K$8,$BZ2472,($BE2458/(($F2458-18)/100))))+((($B2458-18)/100)*$CA2472),0)))","v":3405},1.5,1.08,1.08,1.08,2948,{"$f":"IF($B2458>$F2458,0,IF($C2458>$G2458,0,ROUND(((($F2458-$B2458)/100)*(IF('DBH-Upgrade'!$K$6='DBH-Upgrade'!$K$8,$BZ2472,($BE2458/(($F2458-18)/100))))*$CH2472)+((($B2458-18)/100)*$CA2472*$CE2472*$CG2472),0)))","v":3145},{"$f":"IF($B2458>$F2458,0,IF($C2458>$G2458,0,ROUND(((($F2458-$B2458)/100)*(IF('DBH-Upgrade'!$K$6='DBH-Upgrade'!$K$8,$BZ2472,($BE2458/(($F2458-18)/100))))*$CH2472)+((($B2458-18)/100)*$CA2472*$CD2472*$CG2472),0)))","v":3202},{"$f":"IF($B2458>$F2458,0,IF($C2458>$G2458,0,ROUND(((($F2458-$B2458)/100)*(IF('DBH-Upgrade'!$K$6='DBH-Upgrade'!$K$8,$BZ2472,($BE2458/(($F2458-18)/100))))*$CH2472)+((($B2458-18)/100)*$CA2472*$CG2472),0)))","v":3405},254,270,275,293,0.53887010311390082,0.60332577758150963,0.62416014552863264,0.70187665404561939,3.969E-4,1.7345999999999999,2,3.6734700000000002E-4,{"$f":"IF($B2458>$F2458,0,IF($C2458>$G2458,0,ROUND((((($F2458-$B2458)/100)*IF('DBH-Upgrade'!$K$6='DBH-Upgrade'!$K$8,$CC2472,($BF2458/(($F2458-18)/100))))+((($B2458-18)/100)*$CB2472))*IF($E2458>50,IF($G2458=11,(1-(($E2458-50)*0.005)),IF($G2458=16,(1-(($E2458-50)*0.005)),IF($G2458=21,(1-(($E2458-50)*0.005)),1))),1)*$CE2472,0)))","v":174},{"$f":"IF($B2458>$F2458,0,IF($C2458>$G2458,0,ROUND((((($F2458-$B2458)/100)*IF('DBH-Upgrade'!$K$6='DBH-Upgrade'!$K$8,$CC2472,($BF2458/(($F2458-18)/100))))+((($B2458-18)/100)*$CB2472))*IF($E2458>50,IF($G2458=11,(1-(($E2458-50)*0.005)),IF($G2458=16,(1-(($E2458-50)*0.005)),IF($G2458=21,(1-(($E2458-50)*0.005)),1))),1)*$CD2472,0)))","v":192},{"$f":"IF($B2458>$F2458,0,IF($C2458>$G2458,0,ROUND((((($F2458-$B2458)/100)*IF('DBH-Upgrade'!$K$6='DBH-Upgrade'!$K$8,$CC2472,($BF2458/(($F2458-18)/100))))+((($B2458-18)/100)*$CB2472))*IF($E2458>50,IF($G2458=11,(1-(($E2458-50)*0.005)),IF($G2458=16,(1-(($E2458-50)*0.005)),IF($G2458=21,(1-(($E2458-50)*0.005)),1))),1),0)))","v":255},0.98,0.98,0.98,77,85,113,33,37,49,1.2816088216127267E-2,1.5776857312132835E-2,2.6303140407634304E-2,1.9,5.5,5.9,7.9,null,3276,null,0.9,null,null,0,13.2,15.1,21.85,null,1,1,1,77,85,113,null,0,0,0,1,{"$error":"#VALUE!"},3682,458,{"$error":"#VALUE!"},0.7585639347228863,0.69425955238573378,null,1,1,0.99999999999999978,0.99999999999999978,null,20]
["3602802010",{"$f":"'DBH-Upgrade'!$K$8-$CL2462","v":70},10,3,60,280,20,21.5,0,26,30,47.8,5841.6,{"$f":"IF($B2462>$F2462,0,IF($C2462>$G2462,0,ROUND((((($F2462-$B2462)/100)*IF('DBH-Upgrade'!$K$6='DBH-Upgrade'!$K$8,$BZ2476,($BE2462/(($F2462-18)/100))))+((($B2462-18)/100)*$CA2476))*$CE2476,0)))","v":{"$error":"#VALUE!"}},{"$f":"IF($B2462>$F2462,0,IF($C2462>$G2462,0,ROUND((((($F2462-$B2462)/100)*IF('DBH-Upgrade'!$K$6='DBH-Upgrade'!$K$8,$BZ2476,($BE2462/(($F2462-18)/100))))+((($B2462-18)/100)*$CA2476))*$CD2476,0)))","v":{"$error":"#VALUE!"}},{"$f":"IF($B2462>$F2462,0,IF($C2462>$G2462,0,ROUND(((($F2462-$B2462)/100)*IF('DBH-Upgrade'!$K$6='DBH-Upgrade'!$K$8,$BZ2476,($BE2462/(($F2462-18)/100))))+((($B2462-18)/100)*$CA2476),0)))","v":{"$error":"#VALUE!"}},1.5,1.08,1.08,1.08,5842,{"$f":"IF($B2462>$F2462,0,IF($C2462>$G2462,0,ROUND(((($F2462-$B2462)/100)*(IF('DBH-Upgrade'!$K$6='DBH-Upgrade'!$K$8,$BZ2476,($BE2462/(($F2462-18)/100))))*$CH2476)+((($B2462-18)/100)*$CA2476*$CE2476*$CG2476),0)))","v":{"$error":"#VALUE!"}},{"$f":"IF($B2462>$F2462,0,IF($C2462>$G2462,0,ROUND(((($F2462-$B2462)/100)*(IF('DBH-Upgrade'!$K$6='DBH-Upgrade'!$K$8,$BZ2476,($BE2462/(($F2462-18)/100))))*$CH2476)+((($B2462-18)/100)*$CA2476*$CD2476*$CG2476),0)))","v":{"$error":"#VALUE!"}},{"$f":"IF($B2462>$F2462,0,IF($C2462>$G2462,0,ROUND(((($F2462-$B2462)/100)*(IF('DBH-Upgrade'!$K$6='DBH-Upgrade'!$K$8,$BZ2476,($BE2462/(($F2462-18)/100))))*$CH2476)+((($B2462-18)/100)*$CA2476*$CG2476),0)))","v":{"$error":"#VALUE!"}},502,{"$error":"#VALUE!"},{"$error":"#VALUE!"},{"$error":"#VALUE!"},1.2270386511507134,{"$error":"#VALUE!"},{"$error":"#VALUE!"},{"$error":"#VALUE!"},1.2760000000000001E-4,1.7219,2,3.76611E-4,{"$f":"IF($B2462>$F2462,0,IF($C2462>$G2462,0,ROUND((((($F2462-$B2462)/100)*IF('DBH-Upgrade'!$K$6='DBH-Upgrade'!$K$8,$CC2476,($BF2462/(($F2462-18)/100))))+((($B2462-18)/100)*$CB2476))*IF($E2462>50,IF($G2462=11,(1-(($E2462-50)*0.005)),IF($G2462=16,(1-(($E2462-50)*0.005)),IF($G2462=21,(1-(($E2462-50)*0.005)),1))),1)*$CE2476,0)))","v":{"$error":"#VALUE!"}},{"$f":"IF($B2462>$F2462,0,IF($C2462>$G2462,0,ROUND((((($F2462-$B2462)/100)*IF('DBH-Upgrade'!$K$6='DBH-Upgrade'!$K$8,$CC2476,($BF2462/(($F2462-18)/100))))+((($B2462-18)/100)*$CB2476))*IF($E2462>50,IF($G2462=11,(1-(($E2462-50)*0.005)),IF($G2462=16,(1-(($E2462-50)*0.005)),IF($G2462=21,(1-(($E2462-50)*0.005)),1))),1)*$CD2476,0)))","v":{"$error":"#VALUE!"}},{"$f":"IF($B2462>$F2462,0,IF($C2462>$G2462,0,ROUND((((($F2462-$B2462)/100)*IF('DBH-Upgrade'!$K$6='DBH-Upgrade'!$K$8,$CC2476,($BF2462/(($F2462-18)/100))))+((($B2462-18)/100)*$CB2476))*IF($E2462>50,IF($G2462=11,(1-(($E2462-50)*0.005)),IF($G2462=16,(1-(($E2462-50)*0.005)),IF($G2462=21,(1-(($E2462-50)*0.005)),1))),1),0)))","v":{"$error":"#VALUE!"}},0.95,0.95,0.95,162,179,238,70,77,102,2.8071264221822524E-2,3.3650153476125599E-2,5.7495002272654951E-2,3.7,5.5,5.9,7.9,null,7302,null,0.8,null,null,0,13.2,15.1,21.85,null,1,1,1,162,179,238,null,0,0,0,1,{"$error":"#VALUE!"},3301,508,{"$error":"#VALUE!"},0.68190440163328403,0.65796861393376183,null,1,1,0.99999999999999978,0.99999999999999978,null,0]
["370501010",{"$f":"'DBH-Upgrade'!$K$8-$CL2470","v":70},10,3,70,50,10,11.5,0,26,30,38.799999999999997,561.6,{"$f":"IF($B2470>$F2470,0,IF($C2470>$G2470,0,ROUND((((($F2470-$B2470)/100)*IF('DBH-Upgrade'!$K$6='DBH-Upgrade'!$K$8,$BZ2484,($BE2470/(($F2470-18)/100))))+((($B2470-18)/100)*$CA2484))*$CE2484,0)))","v":0},{"$f":"IF($B2470>$F2470,0,IF($C2470>$G2470,0,ROUND((((($F2470-$B2470)/100)*IF('DBH-Upgrade'!$K$6='DBH-Upgrade'!$K$8,$BZ2484,($BE2470/(($F2470-18)/100))))+((($B2470-18)/100)*$CA2484))*$CD2484,0)))","v":0},{"$f":"IF($B2470>$F2470,0,IF($C2470>$G2470,0,ROUND(((($F2470-$B2470)/100)*IF('DBH-Upgrade'!$K$6='DBH-Upgrade'!$K$8,$BZ2484,($BE2470/(($F2470-18)/100))))+((($B2470-18)/100)*$CA2484),0)))","v":0},1.5,1.08,1.08,1.08,562,{"$f":"IF($B2470>$F2470,0,IF($C2470>$G2470,0,ROUND(((($F2470-$B2470)/100)*(IF('DBH-Upgrade'!$K$6='DBH-Upgrade'!$K$8,$BZ2484,($BE2470/(($F2470-18)/100))))*$CH2484)+((($B2470-18)/100)*$CA2484*$CE2484*$CG2484),0)))","v":0},{"$f":"IF($B2470>$F2470,0,IF($C2470>$G2470,0,ROUND(((($F2470-$B2470)/100)*(IF('DBH-Upgrade'!$K$6='DBH-Upgrade'!$K$8,$BZ2484,($BE2470/(($F2470-18)/100))))*$CH2484)+((($B2470-18)/100)*$CA2484*$CD2484*$CG2484),0)))","v":0},{"$f":"IF($B2470>$F2470,0,IF($C2470>$G2470,0,ROUND(((($F2470-$B2470)/100)*(IF('DBH-Upgrade'!$K$6='DBH-Upgrade'!$K$8,$BZ2484,($BE2470/(($F2470-18)/100))))*$CH2484)+((($B2470-18)/100)*$CA2484*$CG2484),0)))","v":0},48,0,0,0,1.057825475809384E-2,0,0,0,3.969E-4,1.7345999999999999,2,3.6734700000000002E-4,{"$f":"IF($B2470>$F2470,0,IF($C2470>$G2470,0,ROUND((((($F2470-$B2470)/100)*IF('DBH-Upgrade'!$K$6='DBH-Upgrade'!$K$8,$CC2484,($BF2470/(($F2470-18)/100))))+((($B2470-18)/100)*$CB2484))*IF($E2470>50,IF($G2470=11,(1-(($E2470-50)*0.005)),IF($G2470=16,(1-(($E2470-50)*0.005)),IF($G2470=21,(1-(($E2470-50)*0.005)),1))),1)*$CE2484,0)))","v":0},{"$f":"IF($B2470>$F2470,0,IF($C2470>$G2470,0,ROUND((((($F2470-$B2470)/100)*IF('DBH-Upgrade'!$K$6='DBH-Upgrade'!$K$8,$CC2484,($BF2470/(($F2470-18)/100))))+((($B2470-18)/100)*$CB2484))*IF($E2470>50,IF($G2470=11,(1-(($E2470-50)*0.005)),IF($G2470=16,(1-(($E2470-50)*0.005)),IF($G2470=21,(1-(($E2470-50)*0.005)),1))),1)*$CD2484,0)))","v":0},{"$f":"IF($B2470>$F2470,0,IF($C2470>$G2470,0,ROUND((((($F2470-$B2470)/100)*IF('DBH-Upgrade'!$K$6='DBH-Upgrade'!$K$8,$CC2484,($BF2470/(($F2470-18)/100))))+((($B2470-18)/100)*$CB2484))*IF($E2470>50,IF($G2470=11,(1-(($E2470-50)*0.005)),IF($G2470=16,(1-(($E2470-50)*0.005)),IF($G2470=21,(1-(($E2470-50)*0.005)),1))),1),0)))","v":0},0.98,0.98,0.98,0,0,0,0,0,0,0,0,0,0.3,"DBH-unit is too long!","DBH-unit is too long!","DBH-unit is too long!",null,624,null,0.9,null,null,0,"DBH-unit is too long!","DBH-unit is too long!","DBH-unit is too long!",null,1,1,1,0,0,0,null,0,0,0,1,{"$error":"#VALUE!"},3682,458,{"$error":"#VALUE!"},0.75,0.68,null,1,1,0.99999999999999978,0.99999999999999978,null,0]
["370601610",{"$f":"'DBH-Upgrade'!$K$8-$CL2475","v":70},10,3,70,60,16,16.5,0,26,30,40,922.08,{"$f":"IF($B2475>$F2475,0,IF($C2475>$G2475,0,ROUND((((($F2475-$B2475)/100)*IF('DBH-Upgrade'!$K$6='DBH-Upgrade'!$K$8,$BZ2489,($BE2475/(($F2475-18)/100))))+((($B2475-18)/100)*$CA2489))*$CE2489,0)))","v":0},{"$f":"IF($B2475>$F2475,0,IF($C2475>$G2475,0,ROUND((((($F2475-$B2475)/100)*IF('DBH-Upgrade'!$K$6='DBH-Upgrade'!$K$8,$BZ2489,($BE2475/(($F2475-18)/100))))+((($B2475-18)/100)*$CA2489))*$CD2489,0)))","v":0},{"$f":"IF($B2475>$F2475,0,IF($C2475>$G2475,0,ROUND(((($F2475-$B2475)/100)*IF('DBH-Upgrade'!$K$6='DBH-Upgrade'!$K$8,$BZ2489,($BE2475/(($F2475-18)/100))))+((($B2475-18)/100)*$CA2489),0)))","v":0},1.5,1.1000000000000001,1.1000000000000001,1.1000000000000001,922,{"$f":"IF($B2475>$F2475,0,IF($C2475>$G2475,0,ROUND(((($F2475-$B2475)/100)*(IF('DBH-Upgrade'!$K$6='DBH-Upgrade'!$K$8,$BZ2489,($BE2475/(($F2475-18)/100))))*$CH2489)+((($B2475-18)/100)*$CA2489*$CE2489*$CG2489),0)))","v":0},{"$f":"IF($B2475>$F2475,0,IF($C2475>$G2475,0,ROUND(((($F2475-$B2475)/100)*(IF('DBH-Upgrade'!$K$6='DBH-Upgrade'!$K$8,$BZ2489,($BE2475/(($F2475-18)/100))))*$CH2489)+((($B2475-18)/100)*$CA2489*$CD2489*$CG2489),0)))","v":0},{"$f":"IF($B2475>$F2475,0,IF($C2475>$G2475,0,ROUND(((($F2475-$B2475)/100)*(IF('DBH-Upgrade'!$K$6='DBH-Upgrade'!$K$8,$BZ2489,($BE2475/(($F2475-18)/100))))*$CH2489)+((($B2475-18)/100)*$CA2489*$CG2489),0)))","v":0},79,0,0,0,9.2143347433738906E-2,0,0,0,2.0829999999999999E-4,1.724,4,1.392796E-3,{"$f":"IF($B2475>$F2475,0,IF($C2475>$G2475,0,ROUND((((($F2475-$B2475)/100)*IF('DBH-Upgrade'!$K$6='DBH-Upgrade'!$K$8,$CC2489,($BF2475/(($F2475-18)/100))))+((($B2475-18)/100)*$CB2489))*IF($E2475>50,IF($G2475=11,(1-(($E2475-50)*0.005)),IF($G2475=16,(1-(($E2475-50)*0.005)),IF($G2475=21,(1-(($E2475-50)*0.005)),1))),1)*$CE2489,0)))","v":0},{"$f":"IF($B2475>$F2475,0,IF($C2475>$G2475,0,ROUND((((($F2475-$B2475)/100)*IF('DBH-Upgrade'!$K$6='DBH-Upgrade'!$K$8,$CC2489,($BF2475/(($F2475-18)/100))))+((($B2475-18)/100)*$CB2489))*IF($E2475>50,IF($G2475=11,(1-(($E2475-50)*0.005)),IF($G2475=16,(1-(($E2475-50)*0.005)),IF($G2475=21,(1-(($E2475-50)*0.005)),1))),1)*$CD2489,0)))","v":0},{"$f":"IF($B2475>$F2475,0,IF($C2475>$G2475,0,ROUND((((($F2475-$B2475)/100)*IF('DBH-Upgrade'!$K$6='DBH-Upgrade'!$K$8,$CC2489,($BF2475/(($F2475-18)/100))))+((($B2475-18)/100)*$CB2489))*IF($E2475>50,IF($G2475=11,(1-(($E2475-50)*0.005)),IF($G2475=16,(1-(($E2475-50)*0.005)),IF($G2475=21,(1-(($E2475-50)*0.005)),1))),1),0)))","v":0},0.95,0.95,0.95,0,0,0,0,0,0,0,0,0,1.2,"DBH-unit is too long!","DBH-unit is too long!","DBH-unit is too long!",null,1356,null,0.68,null,null,0,"DBH-unit is too long!","DBH-unit is too long!","DBH-unit is too long!",null,1,1,1,0,0,0,null,0,0,0,1,{"$error":"#VALUE!"},4479,834,{"$error":"#VALUE!"},0.67294243770541662,0.6582099452827469,null,1,1,0.99999999999999978,0.99999999999999978,null,0]
["370702110",{"$f":"'DBH-Upgrade'!$K$8-$CL2483","v":60},10,3,70,70,21,{"$f":"IF(G2483=10,11.5,IF(G2483=11,11.5,IF(G2483=15,16.5,IF(G2483=16,16.5,IF(G2483=20,21.5,IF(G2483=21,21.5,))))))","v":21.5},0,26,30,41,1779.2,{"$f":"IF($B2483>$F2483,0,IF($C2483>$G2483,0,ROUND((((($F2483-$B2483)/100)*IF('DBH-Upgrade'!$K$6='DBH-Upgrade'!$K$8,$BZ2497,($BE2483/(($F2483-18)/100))))+((($B2483-18)/100)*$CA2497))*$CE2497,0)))","v":{"$error":"#VALUE!"}},{"$f":"IF($B2483>$F2483,0,IF($C2483>$G2483,0,ROUND((((($F2483-$B2483)/100)*IF('DBH-Upgrade'!$K$6='DBH-Upgrade'!$K$8,$BZ2497,($BE2483/(($F2483-18)/100))))+((($B2483-18)/100)*$CA2497))*$CD2497,0)))","v":{"$error":"#VALUE!"}},{"$f":"IF($B2483>$F2483,0,IF($C2483>$G2483,0,ROUND(((($F2483-$B2483)/100)*IF('DBH-Upgrade'!$K$6='DBH-Upgrade'!$K$8,$BZ2497,($BE2483/(($F2483-18)/100))))+((($B2483-18)/100)*$CA2497),0)))","v":{"$error":"#VALUE!"}},1.5,1.05,1.05,1.05,1779,{"$f":"IF($B2483>$F2483,0,IF($C2483>$G2483,0,ROUND(((($F2483-$B2483)/100)*(IF('DBH-Upgrade'!$K$6='DBH-Upgrade'!$K$8,$BZ2497,($BE2483/(($F2483-18)/100))))*$CH2497)+((($B2483-18)/100)*$CA2497*$CE2497*$CG2497),0)))","v":{"$error":"#VALUE!"}},{"$f":"IF($B2483>$F2483,0,IF($C2483>$G2483,0,ROUND(((($F2483-$B2483)/100)*(IF('DBH-Upgrade'!$K$6='DBH-Upgrade'!$K$8,$BZ2497,($BE2483/(($F2483-18)/100))))*$CH2497)+((($B2483-18)/100)*$CA2497*$CD2497*$CG2497),0)))","v":{"$error":"#VALUE!"}},{"$f":"IF($B2483>$F2483,0,IF($C2483>$G2483,0,ROUND(((($F2483-$B2483)/100)*(IF('DBH-Upgrade'!$K$6='DBH-Upgrade'!$K$8,$BZ2497,($BE2483/(($F2483-18)/100))))*$CH2497)+((($B2483-18)/100)*$CA2497*$CG2497),0)))","v":{"$error":"#VALUE!"}},153,{"$error":"#VALUE!"},{"$error":"#VALUE!"},{"$error":"#VALUE!"},0.13403251164424407,{"$error":"#VALUE!"},{"$error":"#VALUE!"},{"$error":"#VALUE!"},1.2760000000000001E-4,1.7219,4,5.1420100000000005E-4,{"$f":"IF($B2483>$F2483,0,IF($C2483>$G2483,0,ROUND((((($F2483-$B2483)/100)*IF('DBH-Upgrade'!$K$6='DBH-Upgrade'!$K$8,$CC2497,($BF2483/(($F2483-18)/100))))+((($B2483-18)/100)*$CB2497))*IF($E2483>50,IF($G2483=11,(1-(($E2483-50)*0.005)),IF($G2483=16,(1-(($E2483-50)*0.005)),IF($G2483=21,(1-(($E2483-50)*0.005)),1))),1)*$CE2497,0)))","v":{"$error":"#VALUE!"}},{"$f":"IF($B2483>$F2483,0,IF($C2483>$G2483,0,ROUND((((($F2483-$B2483)/100)*IF('DBH-Upgrade'!$K$6='DBH-Upgrade'!$K$8,$CC2497,($BF2483/(($F2483-18)/100))))+((($B2483-18)/100)*$CB2497))*IF($E2483>50,IF($G2483=11,(1-(($E2483-50)*0.005)),IF($G2483=16,(1-(($E2483-50)*0.005)),IF($G2483=21,(1-(($E2483-50)*0.005)),1))),1)*$CD2497,0)))","v":{"$error":"#VALUE!"}},{"$f":"IF($B2483>$F2483,0,IF($C2483>$G2483,0,ROUND((((($F2483-$B2483)/100)*IF('DBH-Upgrade'!$K$6='DBH-Upgrade'!$K$8,$CC2497,($BF2483/(($F2483-18)/100))))+((($B2483-18)/100)*$CB2497))*IF($E2483>50,IF($G2483=11,(1-(($E2483-50)*0.005)),IF($G2483=16,(1-(($E2483-50)*0.005)),IF($G2483=21,(1-(($E2483-50)*0.005)),1))),1),0)))","v":{"$error":"#VALUE!"}},0.85,0.85,0.85,222,238,315,95,102,135,5.2552324258183389E-2,6.0422553907038073E-2,0.10479374526338153,1.9,5.5,5.9,7.9,null,2224,null,0.8,null,null,0,13.2,15.1,21.85,null,1,1,1,222,238,315,null,0,0,0,1,{"$error":"#VALUE!"},5340,750,{"$error":"#VALUE!"},0.67294243770541662,0.6582099452827469,null,1,1,0.99999999999999978,0.99999999999999978,null,10]
["370801610",{"$f":"'DBH-Upgrade'!$K$8-$CL2487","v":70},10,3,70,80,16,16.5,0,26,30,41.8,1229.44,{"$f":"IF($B2487>$F2487,0,IF($C2487>$G2487,0,ROUND((((($F2487-$B2487)/100)*IF('DBH-Upgrade'!$K$6='DBH-Upgrade'!$K$8,$BZ2501,($BE2487/(($F2487-18)/100))))+((($B2487-18)/100)*$CA2501))*$CE2501,0)))","v":{"$error":"#VALUE!"}},{"$f":"IF($B2487>$F2487,0,IF($C2487>$G2487,0,ROUND((((($F2487-$B2487)/100)*IF('DBH-Upgrade'!$K$6='DBH-Upgrade'!$K$8,$BZ2501,($BE2487/(($F2487-18)/100))))+((($B2487-18)/100)*$CA2501))*$CD2501,0)))","v":{"$error":"#VALUE!"}},{"$f":"IF($B2487>$F2487,0,IF($C2487>$G2487,0,ROUND(((($F2487-$B2487)/100)*IF('DBH-Upgrade'!$K$6='DBH-Upgrade'!$K$8,$BZ2501,($BE2487/(($F2487-18)/100))))+((($B2487-18)/100)*$CA2501),0)))","v":{"$error":"#VALUE!"}},1.5,1.1000000000000001,1.1000000000000001,1.1000000000000001,1229,{"$f":"IF($B2487>$F2487,0,IF($C2487>$G2487,0,ROUND(((($F2487-$B2487)/100)*(IF('DBH-Upgrade'!$K$6='DBH-Upgrade'!$K$8,$BZ2501,($BE2487/(($F2487-18)/100))))*$CH2501)+((($B2487-18)/100)*$CA2501*$CE2501*$CG2501),0)))","v":{"$error":"#VALUE!"}},{"$f":"IF($B2487>$F2487,0,IF($C2487>$G2487,0,ROUND(((($F2487-$B2487)/100)*(IF('DBH-Upgrade'!$K$6='DBH-Upgrade'!$K$8,$BZ2501,($BE2487/(($F2487-18)/100))))*$CH2501)+((($B2487-18)/100)*$CA2501*$CD2501*$CG2501),0)))","v":{"$error":"#VALUE!"}},{"$f":"IF($B2487>$F2487,0,IF($C2487>$G2487,0,ROUND(((($F2487-$B2487)/100)*(IF('DBH-Upgrade'!$K$6='DBH-Upgrade'!$K$8,$BZ2501,($BE2487/(($F2487-18)/100))))*$CH2501)+((($B2487-18)/100)*$CA2501*$CG2501),0)))","v":{"$error":"#VALUE!"}},106,{"$error":"#VALUE!"},{"$error":"#VALUE!"},{"$error":"#VALUE!"},0.16997990238477523,{"$error":"#VALUE!"},{"$error":"#VALUE!"},{"$error":"#VALUE!"},2.0829999999999999E-4,1.724,4,1.392796E-3,{"$f":"IF($B2487>$F2487,0,IF($C2487>$G2487,0,ROUND((((($F2487-$B2487)/100)*IF('DBH-Upgrade'!$K$6='DBH-Upgrade'!$K$8,$CC2501,($BF2487/(($F2487-18)/100))))+((($B2487-18)/100)*$CB2501))*IF($E2487>50,IF($G2487=11,(1-(($E2487-50)*0.005)),IF($G2487=16,(1-(($E2487-50)*0.005)),IF($G2487=21,(1-(($E2487-50)*0.005)),1))),1)*$CE2501,0)))","v":{"$error":"#VALUE!"}},{"$f":"IF($B2487>$F2487,0,IF($C2487>$G2487,0,ROUND((((($F2487-$B2487)/100)*IF('DBH-Upgrade'!$K$6='DBH-Upgrade'!$K$8,$CC2501,($BF2487/(($F2487-18)/100))))+((($B2487-18)/100)*$CB2501))*IF($E2487>50,IF($G2487=11,(1-(($E2487-50)*0.005)),IF($G2487=16,(1-(($E2487-50)*0.005)),IF($G2487=21,(1-(($E2487-50)*0.005)),1))),1)*$CD2501,0)))","v":{"$error":"#VALUE!"}},{"$f":"IF($B2487>$F2487,0,IF($C2487>$G2487,0,ROUND((((($F2487-$B2487)/100)*IF('DBH-Upgrade'!$K$6='DBH-Upgrade'!$K$8,$CC2501,($BF2487/(($F2487-18)/100))))+((($B2487-18)/100)*$CB2501))*IF($E2487>50,IF($G2487=11,(1-(($E2487-50)*0.005)),IF($G2487=16,(1-(($E2487-50)*0.005)),IF($G2487=21,(1-(($E2487-50)*0.005)),1))),1),0)))","v":{"$error":"#VALUE!"}},0.95,0.95,0.95,301,323,434,129,139,187,0.25044933324094748,0.290231718846923,0.52151728013465948,1.6,5.5,5.9,7.9,null,1808,null,0.68,null,null,0,13.2,15.1,21.85,null,1,1,1,301,323,434,null,0,0,0,1,2263,3445,577,50,0.8452517014716241,0.78929861482598995,null,1,1,0.99999999999999978,0.99999999999999978,null,0]
["370902110",{"$f":"'DBH-Upgrade'!$K$8-$CL2495","v":70},10,3,70,90,21,21.5,0,26,30,42.4,2287.2000000000003,{"$f":"IF($B2495>$F2495,0,IF($C2495>$G2495,0,ROUND((((($F2495-$B2495)/100)*IF('DBH-Upgrade'!$K$6='DBH-Upgrade'!$K$8,$BZ2509,($BE2495/(($F2495-18)/100))))+((($B2495-18)/100)*$CA2509))*$CE2509,0)))","v":{"$error":"#VALUE!"}},{"$f":"IF($B2495>$F2495,0,IF($C2495>$G2495,0,ROUND((((($F2495-$B2495)/100)*IF('DBH-Upgrade'!$K$6='DBH-Upgrade'!$K$8,$BZ2509,($BE2495/(($F2495-18)/100))))+((($B2495-18)/100)*$CA2509))*$CD2509,0)))","v":{"$error":"#VALUE!"}},{"$f":"IF($B2495>$F2495,0,IF($C2495>$G2495,0,ROUND(((($F2495-$B2495)/100)*IF('DBH-Upgrade'!$K$6='DBH-Upgrade'!$K$8,$BZ2509,($BE2495/(($F2495-18)/100))))+((($B2495-18)/100)*$CA2509),0)))","v":{"$error":"#VALUE!"}},1.5,1.05,1.05,1.05,2287,{"$f":"IF($B2495>$F2495,0,IF($C2495>$G2495,0,ROUND(((($F2495-$B2495)/100)*(IF('DBH-Upgrade'!$K$6='DBH-Upgrade'!$K$8,$BZ2509,($BE2495/(($F2495-18)/100))))*$CH2509)+((($B2495-18)/100)*$CA2509*$CE2509*$CG2509),0)))","v":{"$error":"#VALUE!"}},{"$f":"IF($B2495>$F2495,0,IF($C2495>$G2495,0,ROUND(((($F2495-$B2495)/100)*(IF('DBH-Upgrade'!$K$6='DBH-Upgrade'!$K$8,$BZ2509,($BE2495/(($F2495-18)/100))))*$CH2509)+((($B2495-18)/100)*$CA2509*$CD2509*$CG2509),0)))","v":{"$error":"#VALUE!"}},{"$f":"IF($B2495>$F2495,0,IF($C2495>$G2495,0,ROUND(((($F2495-$B2495)/100)*(IF('DBH-Upgrade'!$K$6='DBH-Upgrade'!$K$8,$BZ2509,($BE2495/(($F2495-18)/100))))*$CH2509)+((($B2495-18)/100)*$CA2509*$CG2509),0)))","v":{"$error":"#VALUE!"}},197,{"$error":"#VALUE!"},{"$error":"#VALUE!"},{"$error":"#VALUE!"},0.22933272032457061,{"$error":"#VALUE!"},{"$error":"#VALUE!"},{"$error":"#VALUE!"},1.2760000000000001E-4,1.7219,4,5.1420100000000005E-4,{"$f":"IF($B2495>$F2495,0,IF($C2495>$G2495,0,ROUND((((($F2495-$B2495)/100)*IF('DBH-Upgrade'!$K$6='DBH-Upgrade'!$K$8,$CC2509,($BF2495/(($F2495-18)/100))))+((($B2495-18)/100)*$CB2509))*IF($E2495>50,IF($G2495=11,(1-(($E2495-50)*0.005)),IF($G2495=16,(1-(($E2495-50)*0.005)),IF($G2495=21,(1-(($E2495-50)*0.005)),1))),1)*$CE2509,0)))","v":{"$error":"#VALUE!"}},{"$f":"IF($B2495>$F2495,0,IF($C2495>$G2495,0,ROUND((((($F2495-$B2495)/100)*IF('DBH-Upgrade'!$K$6='DBH-Upgrade'!$K$8,$CC2509,($BF2495/(($F2495-18)/100))))+((($B2495-18)/100)*$CB2509))*IF($E2495>50,IF($G2495=11,(1-(($E2495-50)*0.005)),IF($G2495=16,(1-(($E2495-50)*0.005)),IF($G2495=21,(1-(($E2495-50)*0.005)),1))),1)*$CD2509,0)))","v":{"$error":"#VALUE!"}},{"$f":"IF($B2495>$F2495,0,IF($C2495>$G2495,0,ROUND((((($F2495-$B2495)/100)*IF('DBH-Upgrade'!$K$6='DBH-Upgrade'!$K$8,$CC2509,($BF2495/(($F2495-18)/100))))+((($B2495-18)/100)*$CB2509))*IF($E2495>50,IF($G2495=11,(1-(($E2495-50)*0.005)),IF($G2495=16,(1-(($E2495-50)*0.005)),IF($G2495=21,(1-(($E2495-50)*0.005)),1))),1),0)))","v":{"$error":"#VALUE!"}},0.85,0.85,0.85,267,286,390,115,123,168,8.0008180173066878E-2,9.124364158090871E-2,0.16789509816318576,2.4,5.5,5.9,7.9,null,2859,null,0.8,null,null,0,13.2,15.1,21.85,null,1,1,1,267,286,390,null,0,0,0,1,{"$error":"#VALUE!"},4479,834,{"$error":"#VALUE!"},0.75555534806492441,0.70383877729866806,null,1,1,0.99999999999999978,0.99999999999999978,null,0]
["3701101510",{"$f":"'DBH-Upgrade'!$K$8-$CL2504","v":60},10,3,70,110,15,16.5,0,26,30,43.5,1735.2,{"$f":"IF($B2504>$F2504,0,IF($C2504>$G2504,0,ROUND((((($F2504-$B2504)/100)*IF('DBH-Upgrade'!$K$6='DBH-Upgrade'!$K$8,$BZ2518,($BE2504/(($F2504-18)/100))))+((($B2504-18)/100)*$CA2518))*$CE2518,0)))","v":{"$error":"#VALUE!"}},{"$f":"IF($B2504>$F2504,0,IF($C2504>$G2504,0,ROUND((((($F2504-$B2504)/100)*IF('DBH-Upgrade'!$K$6='DBH-Upgrade'!$K$8,$BZ2518,($BE2504/(($F2504-18)/100))))+((($B2504-18)/100)*$CA2518))*$CD2518,0)))","v":{"$error":"#VALUE!"}},{"$f":"IF($B2504>$F2504,0,IF($C2504>$G2504,0,ROUND(((($F2504-$B2504)/100)*IF('DBH-Upgrade'!$K$6='DBH-Upgrade'!$K$8,$BZ2518,($BE2504/(($F2504-18)/100))))+((($B2504-18)/100)*$CA2518),0)))","v":{"$error":"#VALUE!"}},1.5,1.08,1.08,1.08,1735,{"$f":"IF($B2504>$F2504,0,IF($C2504>$G2504,0,ROUND(((($F2504-$B2504)/100)*(IF('DBH-Upgrade'!$K$6='DBH-Upgrade'!$K$8,$BZ2518,($BE2504/(($F2504-18)/100))))*$CH2518)+((($B2504-18)/100)*$CA2518*$CE2518*$CG2518),0)))","v":{"$error":"#VALUE!"}},{"$f":"IF($B2504>$F2504,0,IF($C2504>$G2504,0,ROUND(((($F2504-$B2504)/100)*(IF('DBH-Upgrade'!$K$6='DBH-Upgrade'!$K$8,$BZ2518,($BE2504/(($F2504-18)/100))))*$CH2518)+((($B2504-18)/100)*$CA2518*$CD2518*$CG2518),0)))","v":{"$error":"#VALUE!"}},{"$f":"IF($B2504>$F2504,0,IF($C2504>$G2504,0,ROUND(((($F2504-$B2504)/100)*(IF('DBH-Upgrade'!$K$6='DBH-Upgrade'!$K$8,$BZ2518,($BE2504/(($F2504-18)/100))))*$CH2518)+((($B2504-18)/100)*$CA2518*$CG2518),0)))","v":{"$error":"#VALUE!"}},149,{"$error":"#VALUE!"},{"$error":"#VALUE!"},{"$error":"#VALUE!"},0.12225595554100234,{"$error":"#VALUE!"},{"$error":"#VALUE!"},{"$error":"#VALUE!"},2.0829999999999999E-4,1.724,2,4.6182900000000003E-4,{"$f":"IF($B2504>$F2504,0,IF($C2504>$G2504,0,ROUND((((($F2504-$B2504)/100)*IF('DBH-Upgrade'!$K$6='DBH-Upgrade'!$K$8,$CC2518,($BF2504/(($F2504-18)/100))))+((($B2504-18)/100)*$CB2518))*IF($E2504>50,IF($G2504=11,(1-(($E2504-50)*0.005)),IF($G2504=16,(1-(($E2504-50)*0.005)),IF($G2504=21,(1-(($E2504-50)*0.005)),1))),1)*$CE2518,0)))","v":{"$error":"#VALUE!"}},{"$f":"IF($B2504>$F2504,0,IF($C2504>$G2504,0,ROUND((((($F2504-$B2504)/100)*IF('DBH-Upgrade'!$K$6='DBH-Upgrade'!$K$8,$CC2518,($BF2504/(($F2504-18)/100))))+((($B2504-18)/100)*$CB2518))*IF($E2504>50,IF($G2504=11,(1-(($E2504-50)*0.005)),IF($G2504=16,(1-(($E2504-50)*0.005)),IF($G2504=21,(1-(($E2504-50)*0.005)),1))),1)*$CD2518,0)))","v":{"$error":"#VALUE!"}},{"$f":"IF($B2504>$F2504,0,IF($C2504>$G2504,0,ROUND((((($F2504-$B2504)/100)*IF('DBH-Upgrade'!$K$6='DBH-Upgrade'!$K$8,$CC2518,($BF2504/(($F2504-18)/100))))+((($B2504-18)/100)*$CB2518))*IF($E2504>50,IF($G2504=11,(1-(($E2504-50)*0.005)),IF($G2504=16,(1-(($E2504-50)*0.005)),IF($G2504=21,(1-(($E2504-50)*0.005)),1))),1),0)))","v":{"$error":"#VALUE!"}},1.01,1.01,1.01,145,155,213,62,67,92,2.2200364202472029E-2,2.5806669569530552E-2,4.7791027231525195E-2,1.1000000000000001,5.5,5.9,7.9,null,2169,null,0.8,null,null,0,13.2,15.1,21.85,null,1,1,1,145,155,213,null,0,0,0,1,1127,{"$f":"ROUND(IF($C2490=10,IF($G2490=10,2539,IF($G2490=11,3445,IF($G2490=15,2539*1.3,IF($G2490=16,3445*1.3,IF($G2490=20,(2539*1.45),IF($G2490=21,(3445*1.55))))))),IF($C2490=15,IF($G2490=10,0,IF($G2490=11,0,IF($G2490=15,3238,IF($G2490=16,4735,IF($G2490=20,4062,IF($G2490=21,6098)))))))),0)","v":2539},{"$f":"ROUND(IF($C2490=10,IF($G2490=10,352,IF($G2490=11,577,IF($G2490=15,442*1.15,IF($G2490=16,725*1.15,IF($G2490=20,(352*1.3),IF($G2490=21,(577*1.3))))))),IF($C2490=15,IF($G2490=10,0,IF($G2490=11,0,IF($G2490=15,442,IF($G2490=16,725,IF($G2490=20,502,IF($G2490=21,791)))))))),0)","v":352},62,0.8212441545440573,0.76343880970753542,null,{"$f":"POWER((($S$1-$S$2)/LN(($S$1-$S$3)/($S$2-$S$3)))/((75-65)/LN((75-20)/(65-20))),R2490)","v":1},{"$f":"POWER((($S$1-$S$2)/LN(($S$1-$S$3)/($S$2-$S$3)))/((75-65)/LN((75-20)/(65-20))),Q2490)","v":1},{"$f":"POWER((($AT$1-$AT$2)/LN(($AT$1-$AT$3)/($AT$2-$AT$3)))/((16-18)/LN((16-27)/(18-27))),AP2490)","v":0.99999999999999978},{"$f":"POWER((($AT$1-$AT$2)/LN(($AT$1-$AT$3)/($AT$2-$AT$3)))/((16-18)/LN((16-27)/(18-27))),AP2490)","v":0.99999999999999978},null,10]
["3701102110",{"$f":"'DBH-Upgrade'!$K$8-$CL2507","v":60},10,3,70,110,21,21.5,0,26,30,43.5,2796,{"$f":"IF($B2507>$F2507,0,IF($C2507>$G2507,0,ROUND((((($F2507-$B2507)/100)*IF('DBH-Upgrade'!$K$6='DBH-Upgrade'!$K$8,$BZ2521,($BE2507/(($F2507-18)/100))))+((($B2507-18)/100)*$CA2521))*$CE2521,0)))","v":{"$error":"#VALUE!"}},{"$f":"IF($B2507>$F2507,0,IF($C2507>$G2507,0,ROUND((((($F2507-$B2507)/100)*IF('DBH-Upgrade'!$K$6='DBH-Upgrade'!$K$8,$BZ2521,($BE2507/(($F2507-18)/100))))+((($B2507-18)/100)*$CA2521))*$CD2521,0)))","v":{"$error":"#VALUE!"}},{"$f":"IF($B2507>$F2507,0,IF($C2507>$G2507,0,ROUND(((($F2507-$B2507)/100)*IF('DBH-Upgrade'!$K$6='DBH-Upgrade'!$K$8,$BZ2521,($BE2507/(($F2507-18)/100))))+((($B2507-18)/100)*$CA2521),0)))","v":{"$error":"#VALUE!"}},1.5,1.05,1.05,1.05,{"$f":"ROUND(M2507*POWER((($S$1-$S$2)/LN(($S$1-$S$3)/($S$2-$S$3)))/((75-65)/LN((75-20)/(65-20))),Q2507),0)","v":2796},{"$f":"IF($B2507>$F2507,0,IF($C2507>$G2507,0,ROUND(((($F2507-$B2507)/100)*(IF('DBH-Upgrade'!$K$6='DBH-Upgrade'!$K$8,$BZ2521,($BE2507/(($F2507-18)/100))))*$CH2521)+((($B2507-18)/100)*$CA2521*$CE2521*$CG2521),0)))","v":{"$error":"#VALUE!"}},{"$f":"IF($B2507>$F2507,0,IF($C2507>$G2507,0,ROUND(((($F2507-$B2507)/100)*(IF('DBH-Upgrade'!$K$6='DBH-Upgrade'!$K$8,$BZ2521,($BE2507/(($F2507-18)/100))))*$CH2521)+((($B2507-18)/100)*$CA2521*$CD2521*$CG2521),0)))","v":{"$error":"#VALUE!"}},{"$f":"IF($B2507>$F2507,0,IF($C2507>$G2507,0,ROUND(((($F2507-$B2507)/100)*(IF('DBH-Upgrade'!$K$6='DBH-Upgrade'!$K$8,$BZ2521,($BE2507/(($F2507-18)/100))))*$CH2521)+((($B2507-18)/100)*$CA2521*$CG2521),0)))","v":{"$error":"#VALUE!"}},{"$f":"ROUND(U2507*3600/(4186*ABS($S$1-$S$2)),0)","v":240},{"$f":"ROUND(V2507*3600/(4186*ABS($S$1-$S$2)),0)","v":{"$error":"#VALUE!"}},{"$f":"ROUND(W2507*3600/(4186*ABS($S$1-$S$2)),0)","v":{"$error":"#VALUE!"}},{"$f":"ROUND(X2507*3600/(4186*ABS($S$1-$S$2)),0)","v":{"$error":"#VALUE!"}},{"$f":"(($AG2507*(Y2507^$AH2507)*((($F2507-14.4)*$AI2507)/100))+($AJ2507*(Y2507^2)))*0.0098","v":0.35024638890059973},{"$f":"(($AG2507*(Z2507^$AH2507)*((($F2507-14.4)*$AI2507)/100))+($AJ2507*(Z2507^2)))*0.0098","v":{"$error":"#VALUE!"}},{"$f":"(($AG2507*(AA2507^$AH2507)*((($F2507-14.4)*$AI2507)/100))+($AJ2507*(AA2507^2)))*0.0098","v":{"$error":"#VALUE!"}},{"$f":"(($AG2507*(AB2507^$AH2507)*((($F2507-14.4)*$AI2507)/100))+($AJ2507*(AB2507^2)))*0.0098","v":{"$error":"#VALUE!"}},1.2760000000000001E-4,1.7219,4,5.1420100000000005E-4,{"$f":"IF($B2507>$F2507,0,IF($C2507>$G2507,0,ROUND((((($F2507-$B2507)/100)*IF('DBH-Upgrade'!$K$6='DBH-Upgrade'!$K$8,$CC2521,($BF2507/(($F2507-18)/100))))+((($B2507-18)/100)*$CB2521))*IF($E2507>50,IF($G2507=11,(1-(($E2507-50)*0.005)),IF($G2507=16,(1-(($E2507-50)*0.005)),IF($G2507=21,(1-(($E2507-50)*0.005)),1))),1)*$CE2521,0)))","v":{"$error":"#VALUE!"}},{"$f":"IF($B2507>$F2507,0,IF($C2507>$G2507,0,ROUND((((($F2507-$B2507)/100)*IF('DBH-Upgrade'!$K$6='DBH-Upgrade'!$K$8,$CC2521,($BF2507/(($F2507-18)/100))))+((($B2507-18)/100)*$CB2521))*IF($E2507>50,IF($G2507=11,(1-(($E2507-50)*0.005)),IF($G2507=16,(1-(($E2507-50)*0.005)),IF($G2507=21,(1-(($E2507-50)*0.005)),1))),1)*$CD2521,0)))","v":{"$error":"#VALUE!"}},{"$f":"IF($B2507>$F2507,0,IF($C2507>$G2507,0,ROUND((((($F2507-$B2507)/100)*IF('DBH-Upgrade'!$K$6='DBH-Upgrade'!$K$8,$CC2521,($BF2507/(($F2507-18)/100))))+((($B2507-18)/100)*$CB2521))*IF($E2507>50,IF($G2507=11,(1-(($E2507-50)*0.005)),IF($G2507=16,(1-(($E2507-50)*0.005)),IF($G2507=21,(1-(($E2507-50)*0.005)),1))),1),0)))","v":{"$error":"#VALUE!"}},{"$f":"IF($G2507=10,0.98,IF($G2507=11,0.95,IF($G2507=15,1.01,IF($G2507=16,0.95,IF($G2507=20,0.95,IF($G2507=21,0.85))))))","v":0.85},0.85,0.85,213,229,315,{"$f":"ROUND(AQ2507*3600/(4186*ABS($AT$1-$AT$2)),0)","v":92},{"$f":"ROUND(AR2507*3600/(4186*ABS($AT$1-$AT$2)),0)","v":98},{"$f":"ROUND(AS2507*3600/(4186*ABS($AT$1-$AT$2)),0)","v":135},{"$f":"(($AG2507*(AT2507^$AH2507)*((($F2507-14.4)*$AI2507)/100))+($AJ2507*(AT2507^2)))*0.0098","v":5.4160620732427354E-2},{"$f":"(($AG2507*(AU2507^$AH2507)*((($F2507-14.4)*$AI2507)/100))+($AJ2507*(AU2507^2)))*0.0098","v":6.1227964051645573E-2},{"$f":"(($AG2507*(AV2507^$AH2507)*((($F2507-14.4)*$AI2507)/100))+($AJ2507*(AV2507^2)))*0.0098","v":0.11411379969387184},2.9,5.5,5.9,7.9,null,3495,null,0.8,null,null,0,13.2,15.1,21.85,null,{"$f":"IF(1/(1+((2258*((0.622/((101325/(1*611*EXP(17.27*((($AT$1+$AT$2)/2)/((($AT$1+$AT$2)/2)+237.3))))))-1)*1000-(0.622/((101325/($AV$1*611*EXP(17.27*($AT$3/($AT$3+237.3))))))-1)*1000))/(1005*((($AT$1+$AT$2)/2)-$AT$3))))>1,1,1/(1+((2258*((0.622/((101325/(1*611*EXP(17.27*((($AT$1+$AT$2)/2)/((($AT$1+$AT$2)/2)+237.3))))))-1)*1000-(0.622/((101325/($AV$1*611*EXP(17.27*($AT$3/($AT$3+237.3))))))-1)*1000))/(1005*((($AT$1+$AT$2)/2)-$AT$3)))))","v":1},1,1,213,229,315,null,0,0,0,1,{"$error":"#VALUE!"},4479,834,{"$error":"#VALUE!"},0.73429802939744349,0.68540112539231846,null,1,1,0.99999999999999978,0.99999999999999978,null,10]
["3701401110",{"$f":"'DBH-Upgrade'!$K$8-$CL2515","v":70},10,3,70,140,11,11.5,0,26,30,44.8,1513.68,{"$f":"IF($B2515>$F2515,0,IF($C2515>$G2515,0,ROUND((((($F2515-$B2515)/100)*IF('DBH-Upgrade'!$K$6='DBH-Upgrade'!$K$8,$BZ2529,($BE2515/(($F2515-18)/100))))+((($B2515-18)/100)*$CA2529))*$CE2529,0)))","v":2471},{"$f":"IF($B2515>$F2515,0,IF($C2515>$G2515,0,ROUND((((($F2515-$B2515)/100)*IF('DBH-Upgrade'!$K$6='DBH-Upgrade'!$K$8,$BZ2529,($BE2515/(($F2515-18)/100))))+((($B2515-18)/100)*$CA2529))*$CD2529,0)))","v":2677},{"$f":"IF($B2515>$F2515,0,IF($C2515>$G2515,0,ROUND(((($F2515-$B2515)/100)*IF('DBH-Upgrade'!$K$6='DBH-Upgrade'!$K$8,$BZ2529,($BE2515/(($F2515-18)/100))))+((($B2515-18)/100)*$CA2529),0)))","v":3376},1.5,1.1000000000000001,1.1000000000000001,1.1000000000000001,1514,{"$f":"IF($B2515>$F2515,0,IF($C2515>$G2515,0,ROUND(((($F2515-$B2515)/100)*(IF('DBH-Upgrade'!$K$6='DBH-Upgrade'!$K$8,$BZ2529,($BE2515/(($F2515-18)/100))))*$CH2529)+((($B2515-18)/100)*$CA2529*$CE2529*$CG2529),0)))","v":2896},{"$f":"IF($B2515>$F2515,0,IF($C2515>$G2515,0,ROUND(((($F2515-$B2515)/100)*(IF('DBH-Upgrade'!$K$6='DBH-Upgrade'!$K$8,$BZ2529,($BE2515/(($F2515-18)/100))))*$CH2529)+((($B2515-18)/100)*$CA2529*$CD2529*$CG2529),0)))","v":3005},{"$f":"IF($B2515>$F2515,0,IF($C2515>$G2515,0,ROUND(((($F2515-$B2515)/100)*(IF('DBH-Upgrade'!$K$6='DBH-Upgrade'!$K$8,$BZ2529,($BE2515/(($F2515-18)/100))))*$CH2529)+((($B2515-18)/100)*$CA2529*$CG2529),0)))","v":3376},130,249,258,290,0.18585444968556758,0.62910176796640371,0.67257982845850905,0.83826584729218123,3.969E-4,1.7345999999999999,4,5.7428799999999995E-4,{"$f":"IF($B2515>$F2515,0,IF($C2515>$G2515,0,ROUND((((($F2515-$B2515)/100)*IF('DBH-Upgrade'!$K$6='DBH-Upgrade'!$K$8,$CC2529,($BF2515/(($F2515-18)/100))))+((($B2515-18)/100)*$CB2529))*IF($E2515>50,IF($G2515=11,(1-(($E2515-50)*0.005)),IF($G2515=16,(1-(($E2515-50)*0.005)),IF($G2515=21,(1-(($E2515-50)*0.005)),1))),1)*$CE2529,0)))","v":221},{"$f":"IF($B2515>$F2515,0,IF($C2515>$G2515,0,ROUND((((($F2515-$B2515)/100)*IF('DBH-Upgrade'!$K$6='DBH-Upgrade'!$K$8,$CC2529,($BF2515/(($F2515-18)/100))))+((($B2515-18)/100)*$CB2529))*IF($E2515>50,IF($G2515=11,(1-(($E2515-50)*0.005)),IF($G2515=16,(1-(($E2515-50)*0.005)),IF($G2515=21,(1-(($E2515-50)*0.005)),1))),1)*$CD2529,0)))","v":239},{"$f":"IF($B2515>$F2515,0,IF($C2515>$G2515,0,ROUND((((($F2515-$B2515)/100)*IF('DBH-Upgrade'!$K$6='DBH-Upgrade'!$K$8,$CC2529,($BF2515/(($F2515-18)/100))))+((($B2515-18)/100)*$CB2529))*IF($E2515>50,IF($G2515=11,(1-(($E2515-50)*0.005)),IF($G2515=16,(1-(($E2515-50)*0.005)),IF($G2515=21,(1-(($E2515-50)*0.005)),1))),1),0)))","v":302},0.95,0.95,0.95,220,238,300,95,102,129,0.10345718458050973,0.11813040081856956,0.18318945266362677,1.9,5.5,5.9,7.9,null,2226,null,0.68,null,null,0,13.2,15.1,21.85,null,1,1,1,220,238,300,null,0,0,0,1,{"$error":"#VALUE!"},5340,750,{"$error":"#VALUE!"},0.72541359909535208,0.67746340042029107,null,1,1,0.99999999999999978,0.99999999999999978,null,0]
["3701601610",{"$f":"'DBH-Upgrade'!$K$8-$CL2523","v":70},10,3,70,160,16,16.5,0,26,30,45.5,2458.88,{"$f":"IF($B2523>$F2523,0,IF($C2523>$G2523,0,ROUND((((($F2523-$B2523)/100)*IF('DBH-Upgrade'!$K$6='DBH-Upgrade'!$K$8,$BZ2537,($BE2523/(($F2523-18)/100))))+((($B2523-18)/100)*$CA2537))*$CE2537,0)))","v":{"$error":"#VALUE!"}},{"$f":"IF($B2523>$F2523,0,IF($C2523>$G2523,0,ROUND((((($F2523-$B2523)/100)*IF('DBH-Upgrade'!$K$6='DBH-Upgrade'!$K$8,$BZ2537,($BE2523/(($F2523-18)/100))))+((($B2523-18)/100)*$CA2537))*$CD2537,0)))","v":{"$error":"#VALUE!"}},{"$f":"IF($B2523>$F2523,0,IF($C2523>$G2523,0,ROUND(((($F2523-$B2523)/100)*IF('DBH-Upgrade'!$K$6='DBH-Upgrade'!$K$8,$BZ2537,($BE2523/(($F2523-18)/100))))+((($B2523-18)/100)*$CA2537),0)))","v":{"$error":"#VALUE!"}},1.5,1.1000000000000001,1.1000000000000001,1.1000000000000001,2459,{"$f":"IF($B2523>$F2523,0,IF($C2523>$G2523,0,ROUND(((($F2523-$B2523)/100)*(IF('DBH-Upgrade'!$K$6='DBH-Upgrade'!$K$8,$BZ2537,($BE2523/(($F2523-18)/100))))*$CH2537)+((($B2523-18)/100)*$CA2537*$CE2537*$CG2537),0)))","v":{"$error":"#VALUE!"}},{"$f":"IF($B2523>$F2523,0,IF($C2523>$G2523,0,ROUND(((($F2523-$B2523)/100)*(IF('DBH-Upgrade'!$K$6='DBH-Upgrade'!$K$8,$BZ2537,($BE2523/(($F2523-18)/100))))*$CH2537)+((($B2523-18)/100)*$CA2537*$CD2537*$CG2537),0)))","v":{"$error":"#VALUE!"}},{"$f":"IF($B2523>$F2523,0,IF($C2523>$G2523,0,ROUND(((($F2523-$B2523)/100)*(IF('DBH-Upgrade'!$K$6='DBH-Upgrade'!$K$8,$BZ2537,($BE2523/(($F2523-18)/100))))*$CH2537)+((($B2523-18)/100)*$CA2537*$CG2537),0)))","v":{"$error":"#VALUE!"}},211,{"$error":"#VALUE!"},{"$error":"#VALUE!"},{"$error":"#VALUE!"},0.72852189797613887,{"$error":"#VALUE!"},{"$error":"#VALUE!"},{"$error":"#VALUE!"},2.0829999999999999E-4,1.724,4,1.392796E-3,{"$f":"IF($B2523>$F2523,0,IF($C2523>$G2523,0,ROUND((((($F2523-$B2523)/100)*IF('DBH-Upgrade'!$K$6='DBH-Upgrade'!$K$8,$CC2537,($BF2523/(($F2523-18)/100))))+((($B2523-18)/100)*$CB2537))*IF($E2523>50,IF($G2523=11,(1-(($E2523-50)*0.005)),IF($G2523=16,(1-(($E2523-50)*0.005)),IF($G2523=21,(1-(($E2523-50)*0.005)),1))),1)*$CE2537,0)))","v":{"$error":"#VALUE!"}},{"$f":"IF($B2523>$F2523,0,IF($C2523>$G2523,0,ROUND((((($F2523-$B2523)/100)*IF('DBH-Upgrade'!$K$6='DBH-Upgrade'!$K$8,$CC2537,($BF2523/(($F2523-18)/100))))+((($B2523-18)/100)*$CB2537))*IF($E2523>50,IF($G2523=11,(1-(($E2523-50)*0.005)),IF($G2523=16,(1-(($E2523-50)*0.005)),IF($G2523=21,(1-(($E2523-50)*0.005)),1))),1)*$CD2537,0)))","v":{"$error":"#VALUE!"}},{"$f":"IF($B2523>$F2523,0,IF($C2523>$G2523,0,ROUND((((($F2523-$B2523)/100)*IF('DBH-Upgrade'!$K$6='DBH-Upgrade'!$K$8,$CC2537,($BF2523/(($F2523-18)/100))))+((($B2523-18)/100)*$CB2537))*IF($E2523>50,IF($G2523=11,(1-(($E2523-50)*0.005)),IF($G2523=16,(1-(($E2523-50)*0.005)),IF($G2523=21,(1-(($E2523-50)*0.005)),1))),1),0)))","v":{"$error":"#VALUE!"}},0.95,0.95,0.95,285,304,434,123,131,187,0.25415948963706769,0.28736401641087578,0.57543360154863465,3.2,5.5,5.9,7.9,null,3616,null,0.68,null,null,0,13.2,15.1,21.85,null,1,1,1,285,304,434,null,0,0,0,1,2263,3445,577,50,0.80301038786259926,0.74330306539663082,null,1,1,0.99999999999999978,0.99999999999999978,null,0]
["3702001110",{"$f":"'DBH-Upgrade'!$K$8-$CL2533","v":70},10,3,70,200,11,11.5,0,26,30,46.5,2162.4,{"$f":"IF($B2533>$F2533,0,IF($C2533>$G2533,0,ROUND((((($F2533-$B2533)/100)*IF('DBH-Upgrade'!$K$6='DBH-Upgrade'!$K$8,$BZ2547,($BE2533/(($F2533-18)/100))))+((($B2533-18)/100)*$CA2547))*$CE2547,0)))","v":3339},{"$f":"IF($B2533>$F2533,0,IF($C2533>$G2533,0,ROUND((((($F2533-$B2533)/100)*IF('DBH-Upgrade'!$K$6='DBH-Upgrade'!$K$8,$BZ2547,($BE2533/(($F2533-18)/100))))+((($B2533-18)/100)*$CA2547))*$CD2547,0)))","v":3639},{"$f":"IF($B2533>$F2533,0,IF($C2533>$G2533,0,ROUND(((($F2533-$B2533)/100)*IF('DBH-Upgrade'!$K$6='DBH-Upgrade'!$K$8,$BZ2547,($BE2533/(($F2533-18)/100))))+((($B2533-18)/100)*$CA2547),0)))","v":4733},1.5,1.1000000000000001,1.1000000000000001,1.1000000000000001,2162,{"$f":"IF($B2533>$F2533,0,IF($C2533>$G2533,0,ROUND(((($F2533-$B2533)/100)*(IF('DBH-Upgrade'!$K$6='DBH-Upgrade'!$K$8,$BZ2547,($BE2533/(($F2533-18)/100))))*$CH2547)+((($B2533-18)/100)*$CA2547*$CE2547*$CG2547),0)))","v":4206},{"$f":"IF($B2533>$F2533,0,IF($C2533>$G2533,0,ROUND(((($F2533-$B2533)/100)*(IF('DBH-Upgrade'!$K$6='DBH-Upgrade'!$K$8,$BZ2547,($BE2533/(($F2533-18)/100))))*$CH2547)+((($B2533-18)/100)*$CA2547*$CD2547*$CG2547),0)))","v":4319},{"$f":"IF($B2533>$F2533,0,IF($C2533>$G2533,0,ROUND(((($F2533-$B2533)/100)*(IF('DBH-Upgrade'!$K$6='DBH-Upgrade'!$K$8,$BZ2547,($BE2533/(($F2533-18)/100))))*$CH2547)+((($B2533-18)/100)*$CA2547*$CG2547),0)))","v":4733},186,362,371,407,0.44430574674138956,1.5298028204583316,1.6014098004996531,1.9031161449878684,3.969E-4,1.7345999999999999,4,5.7428799999999995E-4,{"$f":"IF($B2533>$F2533,0,IF($C2533>$G2533,0,ROUND((((($F2533-$B2533)/100)*IF('DBH-Upgrade'!$K$6='DBH-Upgrade'!$K$8,$CC2547,($BF2533/(($F2533-18)/100))))+((($B2533-18)/100)*$CB2547))*IF($E2533>50,IF($G2533=11,(1-(($E2533-50)*0.005)),IF($G2533=16,(1-(($E2533-50)*0.005)),IF($G2533=21,(1-(($E2533-50)*0.005)),1))),1)*$CE2547,0)))","v":232},{"$f":"IF($B2533>$F2533,0,IF($C2533>$G2533,0,ROUND((((($F2533-$B2533)/100)*IF('DBH-Upgrade'!$K$6='DBH-Upgrade'!$K$8,$CC2547,($BF2533/(($F2533-18)/100))))+((($B2533-18)/100)*$CB2547))*IF($E2533>50,IF($G2533=11,(1-(($E2533-50)*0.005)),IF($G2533=16,(1-(($E2533-50)*0.005)),IF($G2533=21,(1-(($E2533-50)*0.005)),1))),1)*$CD2547,0)))","v":253},{"$f":"IF($B2533>$F2533,0,IF($C2533>$G2533,0,ROUND((((($F2533-$B2533)/100)*IF('DBH-Upgrade'!$K$6='DBH-Upgrade'!$K$8,$CC2547,($BF2533/(($F2533-18)/100))))+((($B2533-18)/100)*$CB2547))*IF($E2533>50,IF($G2533=11,(1-(($E2533-50)*0.005)),IF($G2533=16,(1-(($E2533-50)*0.005)),IF($G2533=21,(1-(($E2533-50)*0.005)),1))),1),0)))","v":329},0.95,0.95,0.95,212,231,300,91,99,129,0.11883244734278377,0.13875402416686733,0.22596024815975416,2.7,5.5,5.9,7.9,null,3180,null,0.68,null,null,0,13.2,15.1,21.85,null,1,1,1,212,231,300,null,0,0,0,1,{"$error":"#VALUE!"},5340,750,{"$error":"#VALUE!"},0.7127093372490777,0.66550507053605756,null,1,1,0.99999999999999978,0.99999999999999978,null,0]
["3702001610",{"$f":"'DBH-Upgrade'!$K$8-$CL2535","v":70},10,3,70,200,16,16.5,0,26,30,46.5,3073.6000000000004,{"$f":"IF($B2535>$F2535,0,IF($C2535>$G2535,0,ROUND((((($F2535-$B2535)/100)*IF('DBH-Upgrade'!$K$6='DBH-Upgrade'!$K$8,$BZ2549,($BE2535/(($F2535-18)/100))))+((($B2535-18)/100)*$CA2549))*$CE2549,0)))","v":{"$error":"#VALUE!"}},{"$f":"IF($B2535>$F2535,0,IF($C2535>$G2535,0,ROUND((((($F2535-$B2535)/100)*IF('DBH-Upgrade'!$K$6='DBH-Upgrade'!$K$8,$BZ2549,($BE2535/(($F2535-18)/100))))+((($B2535-18)/100)*$CA2549))*$CD2549,0)))","v":{"$error":"#VALUE!"}},{"$f":"IF($B2535>$F2535,0,IF($C2535>$G2535,0,ROUND(((($F2535-$B2535)/100)*IF('DBH-Upgrade'!$K$6='DBH-Upgrade'!$K$8,$BZ2549,($BE2535/(($F2535-18)/100))))+((($B2535-18)/100)*$CA2549),0)))","v":{"$error":"#VALUE!"}},1.5,1.1000000000000001,1.1000000000000001,1.1000000000000001,3074,{"$f":"IF($B2535>$F2535,0,IF($C2535>$G2535,0,ROUND(((($F2535-$B2535)/100)*(IF('DBH-Upgrade'!$K$6='DBH-Upgrade'!$K$8,$BZ2549,($BE2535/(($F2535-18)/100))))*$CH2549)+((($B2535-18)/100)*$CA2549*$CE2549*$CG2549),0)))","v":{"$error":"#VALUE!"}},{"$f":"IF($B2535>$F2535,0,IF($C2535>$G2535,0,ROUND(((($F2535-$B2535)/100)*(IF('DBH-Upgrade'!$K$6='DBH-Upgrade'!$K$8,$BZ2549,($BE2535/(($F2535-18)/100))))*$CH2549)+((($B2535-18)/100)*$CA2549*$CD2549*$CG2549),0)))","v":{"$error":"#VALUE!"}},{"$f":"IF($B2535>$F2535,0,IF($C2535>$G2535,0,ROUND(((($F2535-$B2535)/100)*(IF('DBH-Upgrade'!$K$6='DBH-Upgrade'!$K$8,$BZ2549,($BE2535/(($F2535-18)/100))))*$CH2549)+((($B2535-18)/100)*$CA2549*$CG2549),0)))","v":{"$error":"#VALUE!"}},264,{"$error":"#VALUE!"},{"$error":"#VALUE!"},{"$error":"#VALUE!"},1.1779809524718217,{"$error":"#VALUE!"},{"$error":"#VALUE!"},{"$error":"#VALUE!"},2.0829999999999999E-4,1.724,4,1.392796E-3,{"$f":"IF($B2535>$F2535,0,IF($C2535>$G2535,0,ROUND((((($F2535-$B2535)/100)*IF('DBH-Upgrade'!$K$6='DBH-Upgrade'!$K$8,$CC2549,($BF2535/(($F2535-18)/100))))+((($B2535-18)/100)*$CB2549))*IF($E2535>50,IF($G2535=11,(1-(($E2535-50)*0.005)),IF($G2535=16,(1-(($E2535-50)*0.005)),IF($G2535=21,(1-(($E2535-50)*0.005)),1))),1)*$CE2549,0)))","v":{"$error":"#VALUE!"}},{"$f":"IF($B2535>$F2535,0,IF($C2535>$G2535,0,ROUND((((($F2535-$B2535)/100)*IF('DBH-Upgrade'!$K$6='DBH-Upgrade'!$K$8,$CC2549,($BF2535/(($F2535-18)/100))))+((($B2535-18)/100)*$CB2549))*IF($E2535>50,IF($G2535=11,(1-(($E2535-50)*0.005)),IF($G2535=16,(1-(($E2535-50)*0.005)),IF($G2535=21,(1-(($E2535-50)*0.005)),1))),1)*$CD2549,0)))","v":{"$error":"#VALUE!"}},{"$f":"IF($B2535>$F2535,0,IF($C2535>$G2535,0,ROUND((((($F2535-$B2535)/100)*IF('DBH-Upgrade'!$K$6='DBH-Upgrade'!$K$8,$CC2549,($BF2535/(($F2535-18)/100))))+((($B2535-18)/100)*$CB2549))*IF($E2535>50,IF($G2535=11,(1-(($E2535-50)*0.005)),IF($G2535=16,(1-(($E2535-50)*0.005)),IF($G2535=21,(1-(($E2535-50)*0.005)),1))),1),0)))","v":{"$error":"#VALUE!"}},0.95,0.95,0.95,285,301,434,123,129,187,0.26725226571780064,0.29308894518268069,0.60239176225562219,4,5.5,5.9,7.9,null,4520,null,0.68,null,null,0,13.2,15.1,21.85,null,1,1,1,285,301,434,null,0,0,0,1,2263,3445,577,50,0.78402243332267385,0.72223627558039949,null,1,1,0.99999999999999978,0.99999999999999978,null,0]
["3702401610",{"$f":"'DBH-Upgrade'!$K$8-$CL2547","v":70},10,3,70,240,16,{"$f":"IF(G2547=10,11.5,IF(G2547=11,11.5,IF(G2547=15,16.5,IF(G2547=16,16.5,IF(G2547=20,21.5,IF(G2547=21,21.5,))))))","v":16.5},0,26,30,47.2,3688.32,{"$f":"IF($B2547>$F2547,0,IF($C2547>$G2547,0,ROUND((((($F2547-$B2547)/100)*IF('DBH-Upgrade'!$K$6='DBH-Upgrade'!$K$8,$BZ2561,($BE2547/(($F2547-18)/100))))+((($B2547-18)/100)*$CA2561))*$CE2561,0)))","v":{"$error":"#VALUE!"}},{"$f":"IF($B2547>$F2547,0,IF($C2547>$G2547,0,ROUND((((($F2547-$B2547)/100)*IF('DBH-Upgrade'!$K$6='DBH-Upgrade'!$K$8,$BZ2561,($BE2547/(($F2547-18)/100))))+((($B2547-18)/100)*$CA2561))*$CD2561,0)))","v":{"$error":"#VALUE!"}},{"$f":"IF($B2547>$F2547,0,IF($C2547>$G2547,0,ROUND(((($F2547-$B2547)/100)*IF('DBH-Upgrade'!$K$6='DBH-Upgrade'!$K$8,$BZ2561,($BE2547/(($F2547-18)/100))))+((($B2547-18)/100)*$CA2561),0)))","v":{"$error":"#VALUE!"}},1.5,1.1000000000000001,1.1000000000000001,1.1000000000000001,3688,{"$f":"IF($B2547>$F2547,0,IF($C2547>$G2547,0,ROUND(((($F2547-$B2547)/100)*(IF('DBH-Upgrade'!$K$6='DBH-Upgrade'!$K$8,$BZ2561,($BE2547/(($F2547-18)/100))))*$CH2561)+((($B2547-18)/100)*$CA2561*$CE2561*$CG2561),0)))","v":{"$error":"#VALUE!"}},{"$f":"IF($B2547>$F2547,0,IF($C2547>$G2547,0,ROUND(((($F2547-$B2547)/100)*(IF('DBH-Upgrade'!$K$6='DBH-Upgrade'!$K$8,$BZ2561,($BE2547/(($F2547-18)/100))))*$CH2561)+((($B2547-18)/100)*$CA2561*$CD2561*$CG2561),0)))","v":{"$error":"#VALUE!"}},{"$f":"IF($B2547>$F2547,0,IF($C2547>$G2547,0,ROUND(((($F2547-$B2547)/100)*(IF('DBH-Upgrade'!$K$6='DBH-Upgrade'!$K$8,$BZ2561,($BE2547/(($F2547-18)/100))))*$CH2561)+((($B2547-18)/100)*$CA2561*$CG2561),0)))","v":{"$error":"#VALUE!"}},317,{"$error":"#VALUE!"},{"$error":"#VALUE!"},{"$error":"#VALUE!"},1.7493090845326396,{"$error":"#VALUE!"},{"$error":"#VALUE!"},{"$error":"#VALUE!"},2.0829999999999999E-4,1.724,4,1.392796E-3,{"$f":"IF($B2547>$F2547,0,IF($C2547>$G2547,0,ROUND((((($F2547-$B2547)/100)*IF('DBH-Upgrade'!$K$6='DBH-Upgrade'!$K$8,$CC2561,($BF2547/(($F2547-18)/100))))+((($B2547-18)/100)*$CB2561))*IF($E2547>50,IF($G2547=11,(1-(($E2547-50)*0.005)),IF($G2547=16,(1-(($E2547-50)*0.005)),IF($G2547=21,(1-(($E2547-50)*0.005)),1))),1)*$CE2561,0)))","v":{"$error":"#VALUE!"}},{"$f":"IF($B2547>$F2547,0,IF($C2547>$G2547,0,ROUND((((($F2547-$B2547)/100)*IF('DBH-Upgrade'!$K$6='DBH-Upgrade'!$K$8,$CC2561,($BF2547/(($F2547-18)/100))))+((($B2547-18)/100)*$CB2561))*IF($E2547>50,IF($G2547=11,(1-(($E2547-50)*0.005)),IF($G2547=16,(1-(($E2547-50)*0.005)),IF($G2547=21,(1-(($E2547-50)*0.005)),1))),1)*$CD2561,0)))","v":{"$error":"#VALUE!"}},{"$f":"IF($B2547>$F2547,0,IF($C2547>$G2547,0,ROUND((((($F2547-$B2547)/100)*IF('DBH-Upgrade'!$K$6='DBH-Upgrade'!$K$8,$CC2561,($BF2547/(($F2547-18)/100))))+((($B2547-18)/100)*$CB2561))*IF($E2547>50,IF($G2547=11,(1-(($E2547-50)*0.005)),IF($G2547=16,(1-(($E2547-50)*0.005)),IF($G2547=21,(1-(($E2547-50)*0.005)),1))),1),0)))","v":{"$error":"#VALUE!"}},0.95,0.95,0.95,285,296,434,123,127,187,0.28034504179853353,0.29818306134048117,0.62934992296260961,4.8,5.5,5.9,7.9,null,5424,null,0.68,null,null,0,13.2,15.1,21.85,null,1,1,1,285,296,434,null,0,0,0,1,2263,3445,577,50,0.76885591203746129,0.70538685838828352,null,1,1,0.99999999999999978,0.99999999999999978,null,0]
["3702402010",{"$f":"'DBH-Upgrade'!$K$8-$CL2548","v":70},10,3,70,240,20,21.5,0,26,30,47.2,5285.6,{"$f":"IF($B2548>$F2548,0,IF($C2548>$G2548,0,ROUND((((($F2548-$B2548)/100)*IF('DBH-Upgrade'!$K$6='DBH-Upgrade'!$K$8,$BZ2562,($BE2548/(($F2548-18)/100))))+((($B2548-18)/100)*$CA2562))*$CE2562,0)))","v":{"$error":"#VALUE!"}},{"$f":"IF($B2548>$F2548,0,IF($C2548>$G2548,0,ROUND((((($F2548-$B2548)/100)*IF('DBH-Upgrade'!$K$6='DBH-Upgrade'!$K$8,$BZ2562,($BE2548/(($F2548-18)/100))))+((($B2548-18)/100)*$CA2562))*$CD2562,0)))","v":{"$error":"#VALUE!"}},{"$f":"IF($B2548>$F2548,0,IF($C2548>$G2548,0,ROUND(((($F2548-$B2548)/100)*IF('DBH-Upgrade'!$K$6='DBH-Upgrade'!$K$8,$BZ2562,($BE2548/(($F2548-18)/100))))+((($B2548-18)/100)*$CA2562),0)))","v":{"$error":"#VALUE!"}},1.5,1.08,1.08,1.08,5286,{"$f":"IF($B2548>$F2548,0,IF($C2548>$G2548,0,ROUND(((($F2548-$B2548)/100)*(IF('DBH-Upgrade'!$K$6='DBH-Upgrade'!$K$8,$BZ2562,($BE2548/(($F2548-18)/100))))*$CH2562)+((($B2548-18)/100)*$CA2562*$CE2562*$CG2562),0)))","v":{"$error":"#VALUE!"}},{"$f":"IF($B2548>$F2548,0,IF($C2548>$G2548,0,ROUND(((($F2548-$B2548)/100)*(IF('DBH-Upgrade'!$K$6='DBH-Upgrade'!$K$8,$BZ2562,($BE2548/(($F2548-18)/100))))*$CH2562)+((($B2548-18)/100)*$CA2562*$CD2562*$CG2562),0)))","v":{"$error":"#VALUE!"}},{"$f":"IF($B2548>$F2548,0,IF($C2548>$G2548,0,ROUND(((($F2548-$B2548)/100)*(IF('DBH-Upgrade'!$K$6='DBH-Upgrade'!$K$8,$BZ2562,($BE2548/(($F2548-18)/100))))*$CH2562)+((($B2548-18)/100)*$CA2562*$CG2562),0)))","v":{"$error":"#VALUE!"}},455,{"$error":"#VALUE!"},{"$error":"#VALUE!"},{"$error":"#VALUE!"},0.97703437370116297,{"$error":"#VALUE!"},{"$error":"#VALUE!"},{"$error":"#VALUE!"},1.2760000000000001E-4,1.7219,2,3.76611E-4,{"$f":"IF($B2548>$F2548,0,IF($C2548>$G2548,0,ROUND((((($F2548-$B2548)/100)*IF('DBH-Upgrade'!$K$6='DBH-Upgrade'!$K$8,$CC2562,($BF2548/(($F2548-18)/100))))+((($B2548-18)/100)*$CB2562))*IF($E2548>50,IF($G2548=11,(1-(($E2548-50)*0.005)),IF($G2548=16,(1-(($E2548-50)*0.005)),IF($G2548=21,(1-(($E2548-50)*0.005)),1))),1)*$CE2562,0)))","v":{"$error":"#VALUE!"}},{"$f":"IF($B2548>$F2548,0,IF($C2548>$G2548,0,ROUND((((($F2548-$B2548)/100)*IF('DBH-Upgrade'!$K$6='DBH-Upgrade'!$K$8,$CC2562,($BF2548/(($F2548-18)/100))))+((($B2548-18)/100)*$CB2562))*IF($E2548>50,IF($G2548=11,(1-(($E2548-50)*0.005)),IF($G2548=16,(1-(($E2548-50)*0.005)),IF($G2548=21,(1-(($E2548-50)*0.005)),1))),1)*$CD2562,0)))","v":{"$error":"#VALUE!"}},{"$f":"IF($B2548>$F2548,0,IF($C2548>$G2548,0,ROUND((((($F2548-$B2548)/100)*IF('DBH-Upgrade'!$K$6='DBH-Upgrade'!$K$8,$CC2562,($BF2548/(($F2548-18)/100))))+((($B2548-18)/100)*$CB2562))*IF($E2548>50,IF($G2548=11,(1-(($E2548-50)*0.005)),IF($G2548=16,(1-(($E2548-50)*0.005)),IF($G2548=21,(1-(($E2548-50)*0.005)),1))),1),0)))","v":{"$error":"#VALUE!"}},0.95,0.95,0.95,163,179,238,70,77,102,2.6567287715523955E-2,3.187794374571512E-2,5.4619091730267154E-2,3.2,5.5,5.9,7.9,null,6607,null,0.8,null,null,0,13.2,15.1,21.85,null,1,1,1,163,179,238,null,0,0,0,1,{"$error":"#VALUE!"},3301,508,{"$error":"#VALUE!"},0.69291747680457172,0.65762042960065581,null,1,1,0.99999999999999978,0.99999999999999978,null,0]
[{"$f":"CONCATENATE(D2555,E2555,F2555,G2555,C2555)","v":"3702602110"},{"$f":"'DBH-Upgrade'!$K$8-$CL2555","v":50},10,3,70,260,21,21.5,0,26,30,47.8,6608,{"$f":"IF($B2555>$F2555,0,IF($C2555>$G2555,0,ROUND((((($F2555-$B2555)/100)*IF('DBH-Upgrade'!$K$6='DBH-Upgrade'!$K$8,$BZ2569,($BE2555/(($F2555-18)/100))))+((($B2555-18)/100)*$CA2569))*$CE2569,0)))","v":{"$error":"#VALUE!"}},{"$f":"IF($B2555>$F2555,0,IF($C2555>$G2555,0,ROUND((((($F2555-$B2555)/100)*IF('DBH-Upgrade'!$K$6='DBH-Upgrade'!$K$8,$BZ2569,($BE2555/(($F2555-18)/100))))+((($B2555-18)/100)*$CA2569))*$CD2569,0)))","v":{"$error":"#VALUE!"}},{"$f":"IF($B2555>$F2555,0,IF($C2555>$G2555,0,ROUND(((($F2555-$B2555)/100)*IF('DBH-Upgrade'!$K$6='DBH-Upgrade'!$K$8,$BZ2569,($BE2555/(($F2555-18)/100))))+((($B2555-18)/100)*$CA2569),0)))","v":{"$error":"#VALUE!"}},1.5,1.05,1.05,1.05,6608,{"$f":"IF($B2555>$F2555,0,IF($C2555>$G2555,0,ROUND(((($F2555-$B2555)/100)*(IF('DBH-Upgrade'!$K$6='DBH-Upgrade'!$K$8,$BZ2569,($BE2555/(($F2555-18)/100))))*$CH2569)+((($B2555-18)/100)*$CA2569*$CE2569*$CG2569),0)))","v":{"$error":"#VALUE!"}},{"$f":"IF($B2555>$F2555,0,IF($C2555>$G2555,0,ROUND(((($F2555-$B2555)/100)*(IF('DBH-Upgrade'!$K$6='DBH-Upgrade'!$K$8,$BZ2569,($BE2555/(($F2555-18)/100))))*$CH2569)+((($B2555-18)/100)*$CA2569*$CD2569*$CG2569),0)))","v":{"$error":"#VALUE!"}},{"$f":"IF($B2555>$F2555,0,IF($C2555>$G2555,0,ROUND(((($F2555-$B2555)/100)*(IF('DBH-Upgrade'!$K$6='DBH-Upgrade'!$K$8,$BZ2569,($BE2555/(($F2555-18)/100))))*$CH2569)+((($B2555-18)/100)*$CA2569*$CG2569),0)))","v":{"$error":"#VALUE!"}},568,{"$error":"#VALUE!"},{"$error":"#VALUE!"},{"$error":"#VALUE!"},2.3050819700144669,{"$error":"#VALUE!"},{"$error":"#VALUE!"},{"$error":"#VALUE!"},1.2760000000000001E-4,1.7219,4,5.1420100000000005E-4,{"$f":"IF($B2555>$F2555,0,IF($C2555>$G2555,0,ROUND((((($F2555-$B2555)/100)*IF('DBH-Upgrade'!$K$6='DBH-Upgrade'!$K$8,$CC2569,($BF2555/(($F2555-18)/100))))+((($B2555-18)/100)*$CB2569))*IF($E2555>50,IF($G2555=11,(1-(($E2555-50)*0.005)),IF($G2555=16,(1-(($E2555-50)*0.005)),IF($G2555=21,(1-(($E2555-50)*0.005)),1))),1)*$CE2569,0)))","v":{"$error":"#VALUE!"}},{"$f":"IF($B2555>$F2555,0,IF($C2555>$G2555,0,ROUND((((($F2555-$B2555)/100)*IF('DBH-Upgrade'!$K$6='DBH-Upgrade'!$K$8,$CC2569,($BF2555/(($F2555-18)/100))))+((($B2555-18)/100)*$CB2569))*IF($E2555>50,IF($G2555=11,(1-(($E2555-50)*0.005)),IF($G2555=16,(1-(($E2555-50)*0.005)),IF($G2555=21,(1-(($E2555-50)*0.005)),1))),1)*$CD2569,0)))","v":{"$error":"#VALUE!"}},{"$f":"IF($B2555>$F2555,0,IF($C2555>$G2555,0,ROUND((((($F2555-$B2555)/100)*IF('DBH-Upgrade'!$K$6='DBH-Upgrade'!$K$8,$CC2569,($BF2555/(($F2555-18)/100))))+((($B2555-18)/100)*$CB2569))*IF($E2555>50,IF($G2555=11,(1-(($E2555-50)*0.005)),IF($G2555=16,(1-(($E2555-50)*0.005)),IF($G2555=21,(1-(($E2555-50)*0.005)),1))),1),0)))","v":{"$error":"#VALUE!"}},0.85,0.85,0.85,158,164,240,68,71,103,4.087073436243413E-2,4.4327932842661316E-2,8.9375027310803962E-2,6.9,5.5,5.9,7.9,null,8260,null,0.8,null,null,0,13.2,15.1,21.85,null,1,1,1,158,164,240,null,0,0,0,1,{"$error":"#VALUE!"},4479,834,{"$error":"#VALUE!"},0.68521071868549555,0.65780685179925613,null,1,1,0.99999999999999978,0.99999999999999978,null,{"$f":"IF($G2555=10,IF($F2555=280,20,IF($F2555=300,40,0)),IF($G2555=11,IF($F2555=280,20,IF($F2555=300,40,0)),IF($G2555=15,IF($F2555=70,10,IF($F2555=110,10,IF($F2555=180,20,IF($F2555=260,20,IF($F2555=300,20,0))))),IF($G2555=16,IF($F2555=70,10,IF($F2555=110,10,IF($F2555=180,20,IF($F2555=260,20,IF($F2555=300,20,0))))),IF($G2555=20,IF($F2555=70,10,IF($F2555=110,10,IF($F2555=180,20,IF($F2555=260,20,IF($F2555=300,20,0))))),IF($G2555=21,IF($F2555=70,10,IF($F2555=110,10,IF($F2555=180,20,IF($F2555=260,20,IF($F2555=300,20,0))))),\"Error\"))))))","v":20}]
["3703002110",{"$f":"'DBH-Upgrade'!$K$8-$CL2567","v":50},10,3,70,300,21,21.5,0,26,30,47.8,7624.8,{"$f":"IF($B2567>$F2567,0,IF($C2567>$G2567,0,ROUND((((($F2567-$B2567)/100)*IF('DBH-Upgrade'!$K$6='DBH-Upgrade'!$K$8,$BZ2581,($BE2567/(($F2567-18)/100))))+((($B2567-18)/100)*$CA2581))*$CE2581,0)))","v":{"$error":"#VALUE!"}},{"$f":"IF($B2567>$F2567,0,IF($C2567>$G2567,0,ROUND((((($F2567-$B2567)/100)*IF('DBH-Upgrade'!$K$6='DBH-Upgrade'!$K$8,$BZ2581,($BE2567/(($F2567-18)/100))))+((($B2567-18)/100)*$CA2581))*$CD2581,0)))","v":{"$error":"#VALUE!"}},{"$f":"IF($B2567>$F2567,0,IF($C2567>$G2567,0,ROUND(((($F2567-$B2567)/100)*IF('DBH-Upgrade'!$K$6='DBH-Upgrade'!$K$8,$BZ2581,($BE2567/(($F2567-18)/100))))+((($B2567-18)/100)*$CA2581),0)))","v":{"$error":"#VALUE!"}},1.5,1.05,1.05,1.05,7625,{"$f":"IF($B2567>$F2567,0,IF($C2567>$G2567,0,ROUND(((($F2567-$B2567)/100)*(IF('DBH-Upgrade'!$K$6='DBH-Upgrade'!$K$8,$BZ2581,($BE2567/(($F2567-18)/100))))*$CH2581)+((($B2567-18)/100)*$CA2581*$CE2581*$CG2581),0)))","v":{"$error":"#VALUE!"}},{"$f":"IF($B2567>$F2567,0,IF($C2567>$G2567,0,ROUND(((($F2567-$B2567)/100)*(IF('DBH-Upgrade'!$K$6='DBH-Upgrade'!$K$8,$BZ2581,($BE2567/(($F2567-18)/100))))*$CH2581)+((($B2567-18)/100)*$CA2581*$CD2581*$CG2581),0)))","v":{"$error":"#VALUE!"}},{"$f":"IF($B2567>$F2567,0,IF($C2567>$G2567,0,ROUND(((($F2567-$B2567)/100)*(IF('DBH-Upgrade'!$K$6='DBH-Upgrade'!$K$8,$BZ2581,($BE2567/(($F2567-18)/100))))*$CH2581)+((($B2567-18)/100)*$CA2581*$CG2581),0)))","v":{"$error":"#VALUE!"}},656,{"$error":"#VALUE!"},{"$error":"#VALUE!"},{"$error":"#VALUE!"},3.1808651455682373,{"$error":"#VALUE!"},{"$error":"#VALUE!"},{"$error":"#VALUE!"},1.2760000000000001E-4,1.7219,4,5.1420100000000005E-4,{"$f":"IF($B2567>$F2567,0,IF($C2567>$G2567,0,ROUND((((($F2567-$B2567)/100)*IF('DBH-Upgrade'!$K$6='DBH-Upgrade'!$K$8,$CC2581,($BF2567/(($F2567-18)/100))))+((($B2567-18)/100)*$CB2581))*IF($E2567>50,IF($G2567=11,(1-(($E2567-50)*0.005)),IF($G2567=16,(1-(($E2567-50)*0.005)),IF($G2567=21,(1-(($E2567-50)*0.005)),1))),1)*$CE2581,0)))","v":{"$error":"#VALUE!"}},{"$f":"IF($B2567>$F2567,0,IF($C2567>$G2567,0,ROUND((((($F2567-$B2567)/100)*IF('DBH-Upgrade'!$K$6='DBH-Upgrade'!$K$8,$CC2581,($BF2567/(($F2567-18)/100))))+((($B2567-18)/100)*$CB2581))*IF($E2567>50,IF($G2567=11,(1-(($E2567-50)*0.005)),IF($G2567=16,(1-(($E2567-50)*0.005)),IF($G2567=21,(1-(($E2567-50)*0.005)),1))),1)*$CD2581,0)))","v":{"$error":"#VALUE!"}},{"$f":"IF($B2567>$F2567,0,IF($C2567>$G2567,0,ROUND((((($F2567-$B2567)/100)*IF('DBH-Upgrade'!$K$6='DBH-Upgrade'!$K$8,$CC2581,($BF2567/(($F2567-18)/100))))+((($B2567-18)/100)*$CB2581))*IF($E2567>50,IF($G2567=11,(1-(($E2567-50)*0.005)),IF($G2567=16,(1-(($E2567-50)*0.005)),IF($G2567=21,(1-(($E2567-50)*0.005)),1))),1),0)))","v":{"$error":"#VALUE!"}},0.85,0.85,0.85,158,162,240,68,70,103,4.3732234884784969E-2,4.6168716529943643E-2,9.522429032425736E-2,8,5.5,5.9,7.9,null,9531,null,0.8,null,null,0,13.2,15.1,21.85,null,1,1,1,158,162,240,null,0,0,0,1,{"$error":"#VALUE!"},4479,834,{"$error":"#VALUE!"},0.68190449384530405,0.65796861393376183,null,1,1,0.99999999999999978,0.99999999999999978,null,20]
["390501010",{"$f":"'DBH-Upgrade'!$K$8-$CL2568","v":70},10,3,90,50,10,11.5,0,26,30,38.799999999999997,616.5,{"$f":"IF($B2568>$F2568,0,IF($C2568>$G2568,0,ROUND((((($F2568-$B2568)/100)*IF('DBH-Upgrade'!$K$6='DBH-Upgrade'!$K$8,$BZ2582,($BE2568/(($F2568-18)/100))))+((($B2568-18)/100)*$CA2582))*$CE2582,0)))","v":0},{"$f":"IF($B2568>$F2568,0,IF($C2568>$G2568,0,ROUND((((($F2568-$B2568)/100)*IF('DBH-Upgrade'!$K$6='DBH-Upgrade'!$K$8,$BZ2582,($BE2568/(($F2568-18)/100))))+((($B2568-18)/100)*$CA2582))*$CD2582,0)))","v":0},{"$f":"IF($B2568>$F2568,0,IF($C2568>$G2568,0,ROUND(((($F2568-$B2568)/100)*IF('DBH-Upgrade'!$K$6='DBH-Upgrade'!$K$8,$BZ2582,($BE2568/(($F2568-18)/100))))+((($B2568-18)/100)*$CA2582),0)))","v":0},1.5,1.08,1.08,1.08,617,{"$f":"IF($B2568>$F2568,0,IF($C2568>$G2568,0,ROUND(((($F2568-$B2568)/100)*(IF('DBH-Upgrade'!$K$6='DBH-Upgrade'!$K$8,$BZ2582,($BE2568/(($F2568-18)/100))))*$CH2582)+((($B2568-18)/100)*$CA2582*$CE2582*$CG2582),0)))","v":0},{"$f":"IF($B2568>$F2568,0,IF($C2568>$G2568,0,ROUND(((($F2568-$B2568)/100)*(IF('DBH-Upgrade'!$K$6='DBH-Upgrade'!$K$8,$BZ2582,($BE2568/(($F2568-18)/100))))*$CH2582)+((($B2568-18)/100)*$CA2582*$CD2582*$CG2582),0)))","v":0},{"$f":"IF($B2568>$F2568,0,IF($C2568>$G2568,0,ROUND(((($F2568-$B2568)/100)*(IF('DBH-Upgrade'!$K$6='DBH-Upgrade'!$K$8,$BZ2582,($BE2568/(($F2568-18)/100))))*$CH2582)+((($B2568-18)/100)*$CA2582*$CG2582),0)))","v":0},53,0,0,0,1.2824566588421736E-2,0,0,0,3.969E-4,1.7345999999999999,2,3.6734700000000002E-4,{"$f":"IF($B2568>$F2568,0,IF($C2568>$G2568,0,ROUND((((($F2568-$B2568)/100)*IF('DBH-Upgrade'!$K$6='DBH-Upgrade'!$K$8,$CC2582,($BF2568/(($F2568-18)/100))))+((($B2568-18)/100)*$CB2582))*IF($E2568>50,IF($G2568=11,(1-(($E2568-50)*0.005)),IF($G2568=16,(1-(($E2568-50)*0.005)),IF($G2568=21,(1-(($E2568-50)*0.005)),1))),1)*$CE2582,0)))","v":0},{"$f":"IF($B2568>$F2568,0,IF($C2568>$G2568,0,ROUND((((($F2568-$B2568)/100)*IF('DBH-Upgrade'!$K$6='DBH-Upgrade'!$K$8,$CC2582,($BF2568/(($F2568-18)/100))))+((($B2568-18)/100)*$CB2582))*IF($E2568>50,IF($G2568=11,(1-(($E2568-50)*0.005)),IF($G2568=16,(1-(($E2568-50)*0.005)),IF($G2568=21,(1-(($E2568-50)*0.005)),1))),1)*$CD2582,0)))","v":0},{"$f":"IF($B2568>$F2568,0,IF($C2568>$G2568,0,ROUND((((($F2568-$B2568)/100)*IF('DBH-Upgrade'!$K$6='DBH-Upgrade'!$K$8,$CC2582,($BF2568/(($F2568-18)/100))))+((($B2568-18)/100)*$CB2582))*IF($E2568>50,IF($G2568=11,(1-(($E2568-50)*0.005)),IF($G2568=16,(1-(($E2568-50)*0.005)),IF($G2568=21,(1-(($E2568-50)*0.005)),1))),1),0)))","v":0},0.98,0.98,0.98,0,0,0,0,0,0,0,0,0,0.3,"DBH-unit is too long!","DBH-unit is too long!","DBH-unit is too long!",null,685,null,0.9,null,null,0,"DBH-unit is too long!","DBH-unit is too long!","DBH-unit is too long!",null,1,1,1,0,0,0,null,0,0,0,1,{"$error":"#VALUE!"},{"$f":"ROUND(IF($C2554=10,IF($G2554=10,2539,IF($G2554=11,3445,IF($G2554=15,2539*1.3,IF($G2554=16,3445*1.3,IF($G2554=20,(2539*1.45),IF($G2554=21,(3445*1.55))))))),IF($C2554=15,IF($G2554=10,0,IF($G2554=11,0,IF($G2554=15,3238,IF($G2554=16,4735,IF($G2554=20,4062,IF($G2554=21,6098)))))))),0)","v":3682},{"$f":"ROUND(IF($C2554=10,IF($G2554=10,352,IF($G2554=11,577,IF($G2554=15,442*1.15,IF($G2554=16,725*1.15,IF($G2554=20,(352*1.3),IF($G2554=21,(577*1.3))))))),IF($C2554=15,IF($G2554=10,0,IF($G2554=11,0,IF($G2554=15,442,IF($G2554=16,725,IF($G2554=20,502,IF($G2554=21,791)))))))),0)","v":458},{"$error":"#VALUE!"},0.75,0.68,null,{"$f":"POWER((($S$1-$S$2)/LN(($S$1-$S$3)/($S$2-$S$3)))/((75-65)/LN((75-20)/(65-20))),R2554)","v":1},{"$f":"POWER((($S$1-$S$2)/LN(($S$1-$S$3)/($S$2-$S$3)))/((75-65)/LN((75-20)/(65-20))),Q2554)","v":1},{"$f":"POWER((($AT$1-$AT$2)/LN(($AT$1-$AT$3)/($AT$2-$AT$3)))/((16-18)/LN((16-27)/(18-27))),AP2554)","v":0.99999999999999978},{"$f":"POWER((($AT$1-$AT$2)/LN(($AT$1-$AT$3)/($AT$2-$AT$3)))/((16-18)/LN((16-27)/(18-27))),AP2554)","v":0.99999999999999978},null,0]
["390701110",{"$f":"'DBH-Upgrade'!$K$8-$CL2577","v":70},10,3,90,70,11,11.5,0,26,30,41,837.08,{"$f":"IF($B2577>$F2577,0,IF($C2577>$G2577,0,ROUND((((($F2577-$B2577)/100)*IF('DBH-Upgrade'!$K$6='DBH-Upgrade'!$K$8,$BZ2591,($BE2577/(($F2577-18)/100))))+((($B2577-18)/100)*$CA2591))*$CE2591,0)))","v":1397},{"$f":"IF($B2577>$F2577,0,IF($C2577>$G2577,0,ROUND((((($F2577-$B2577)/100)*IF('DBH-Upgrade'!$K$6='DBH-Upgrade'!$K$8,$BZ2591,($BE2577/(($F2577-18)/100))))+((($B2577-18)/100)*$CA2591))*$CD2591,0)))","v":1498},{"$f":"IF($B2577>$F2577,0,IF($C2577>$G2577,0,ROUND(((($F2577-$B2577)/100)*IF('DBH-Upgrade'!$K$6='DBH-Upgrade'!$K$8,$BZ2591,($BE2577/(($F2577-18)/100))))+((($B2577-18)/100)*$CA2591),0)))","v":1791},1.5,1.1000000000000001,1.1000000000000001,1.1000000000000001,837,{"$f":"IF($B2577>$F2577,0,IF($C2577>$G2577,0,ROUND(((($F2577-$B2577)/100)*(IF('DBH-Upgrade'!$K$6='DBH-Upgrade'!$K$8,$BZ2591,($BE2577/(($F2577-18)/100))))*$CH2591)+((($B2577-18)/100)*$CA2591*$CE2591*$CG2591),0)))","v":1397},{"$f":"IF($B2577>$F2577,0,IF($C2577>$G2577,0,ROUND(((($F2577-$B2577)/100)*(IF('DBH-Upgrade'!$K$6='DBH-Upgrade'!$K$8,$BZ2591,($BE2577/(($F2577-18)/100))))*$CH2591)+((($B2577-18)/100)*$CA2591*$CD2591*$CG2591),0)))","v":1498},{"$f":"IF($B2577>$F2577,0,IF($C2577>$G2577,0,ROUND(((($F2577-$B2577)/100)*(IF('DBH-Upgrade'!$K$6='DBH-Upgrade'!$K$8,$BZ2591,($BE2577/(($F2577-18)/100))))*$CH2591)+((($B2577-18)/100)*$CA2591*$CG2591),0)))","v":1791},72,120,129,154,4.3589216356913367E-2,0.11600499755813,0.13329019125147809,0.18736507468697711,3.969E-4,1.7345999999999999,4,5.7428799999999995E-4,{"$f":"IF($B2577>$F2577,0,IF($C2577>$G2577,0,ROUND((((($F2577-$B2577)/100)*IF('DBH-Upgrade'!$K$6='DBH-Upgrade'!$K$8,$CC2591,($BF2577/(($F2577-18)/100))))+((($B2577-18)/100)*$CB2591))*IF($E2577>50,IF($G2577=11,(1-(($E2577-50)*0.005)),IF($G2577=16,(1-(($E2577-50)*0.005)),IF($G2577=21,(1-(($E2577-50)*0.005)),1))),1)*$CE2591,0)))","v":187},{"$f":"IF($B2577>$F2577,0,IF($C2577>$G2577,0,ROUND((((($F2577-$B2577)/100)*IF('DBH-Upgrade'!$K$6='DBH-Upgrade'!$K$8,$CC2591,($BF2577/(($F2577-18)/100))))+((($B2577-18)/100)*$CB2591))*IF($E2577>50,IF($G2577=11,(1-(($E2577-50)*0.005)),IF($G2577=16,(1-(($E2577-50)*0.005)),IF($G2577=21,(1-(($E2577-50)*0.005)),1))),1)*$CD2591,0)))","v":201},{"$f":"IF($B2577>$F2577,0,IF($C2577>$G2577,0,ROUND((((($F2577-$B2577)/100)*IF('DBH-Upgrade'!$K$6='DBH-Upgrade'!$K$8,$CC2591,($BF2577/(($F2577-18)/100))))+((($B2577-18)/100)*$CB2591))*IF($E2577>50,IF($G2577=11,(1-(($E2577-50)*0.005)),IF($G2577=16,(1-(($E2577-50)*0.005)),IF($G2577=21,(1-(($E2577-50)*0.005)),1))),1),0)))","v":240},0.95,0.95,0.95,234,251,300,101,108,129,8.3337593553421352E-2,9.4767092758545599E-2,0.13329019125147809,0.9,5.5,5.9,7.9,null,1231,null,0.68,null,null,0,13.2,15.1,21.85,null,1,1,1,234,251,300,null,0,0,0,1,2263,3445,577,50,0.75077946095441817,0.68,null,1,1,0.99999999999999978,0.99999999999999978,null,0]
["390802110",{"$f":"'DBH-Upgrade'!$K$8-$CL2587","v":70},10,3,90,80,21,21.5,0,26,30,41.8,2412.8000000000002,{"$f":"IF($B2587>$F2587,0,IF($C2587>$G2587,0,ROUND((((($F2587-$B2587)/100)*IF('DBH-Upgrade'!$K$6='DBH-Upgrade'!$K$8,$BZ2601,($BE2587/(($F2587-18)/100))))+((($B2587-18)/100)*$CA2601))*$CE2601,0)))","v":{"$error":"#VALUE!"}},{"$f":"IF($B2587>$F2587,0,IF($C2587>$G2587,0,ROUND((((($F2587-$B2587)/100)*IF('DBH-Upgrade'!$K$6='DBH-Upgrade'!$K$8,$BZ2601,($BE2587/(($F2587-18)/100))))+((($B2587-18)/100)*$CA2601))*$CD2601,0)))","v":{"$error":"#VALUE!"}},{"$f":"IF($B2587>$F2587,0,IF($C2587>$G2587,0,ROUND(((($F2587-$B2587)/100)*IF('DBH-Upgrade'!$K$6='DBH-Upgrade'!$K$8,$BZ2601,($BE2587/(($F2587-18)/100))))+((($B2587-18)/100)*$CA2601),0)))","v":{"$error":"#VALUE!"}},1.5,1.05,1.05,1.05,2413,{"$f":"IF($B2587>$F2587,0,IF($C2587>$G2587,0,ROUND(((($F2587-$B2587)/100)*(IF('DBH-Upgrade'!$K$6='DBH-Upgrade'!$K$8,$BZ2601,($BE2587/(($F2587-18)/100))))*$CH2601)+((($B2587-18)/100)*$CA2601*$CE2601*$CG2601),0)))","v":{"$error":"#VALUE!"}},{"$f":"IF($B2587>$F2587,0,IF($C2587>$G2587,0,ROUND(((($F2587-$B2587)/100)*(IF('DBH-Upgrade'!$K$6='DBH-Upgrade'!$K$8,$BZ2601,($BE2587/(($F2587-18)/100))))*$CH2601)+((($B2587-18)/100)*$CA2601*$CD2601*$CG2601),0)))","v":{"$error":"#VALUE!"}},{"$f":"IF($B2587>$F2587,0,IF($C2587>$G2587,0,ROUND(((($F2587-$B2587)/100)*(IF('DBH-Upgrade'!$K$6='DBH-Upgrade'!$K$8,$BZ2601,($BE2587/(($F2587-18)/100))))*$CH2601)+((($B2587-18)/100)*$CA2601*$CG2601),0)))","v":{"$error":"#VALUE!"}},208,{"$error":"#VALUE!"},{"$error":"#VALUE!"},{"$error":"#VALUE!"},0.25018929266896878,{"$error":"#VALUE!"},{"$error":"#VALUE!"},{"$error":"#VALUE!"},1.2760000000000001E-4,1.7219,4,5.1420100000000005E-4,{"$f":"IF($B2587>$F2587,0,IF($C2587>$G2587,0,ROUND((((($F2587-$B2587)/100)*IF('DBH-Upgrade'!$K$6='DBH-Upgrade'!$K$8,$CC2601,($BF2587/(($F2587-18)/100))))+((($B2587-18)/100)*$CB2601))*IF($E2587>50,IF($G2587=11,(1-(($E2587-50)*0.005)),IF($G2587=16,(1-(($E2587-50)*0.005)),IF($G2587=21,(1-(($E2587-50)*0.005)),1))),1)*$CE2601,0)))","v":{"$error":"#VALUE!"}},{"$f":"IF($B2587>$F2587,0,IF($C2587>$G2587,0,ROUND((((($F2587-$B2587)/100)*IF('DBH-Upgrade'!$K$6='DBH-Upgrade'!$K$8,$CC2601,($BF2587/(($F2587-18)/100))))+((($B2587-18)/100)*$CB2601))*IF($E2587>50,IF($G2587=11,(1-(($E2587-50)*0.005)),IF($G2587=16,(1-(($E2587-50)*0.005)),IF($G2587=21,(1-(($E2587-50)*0.005)),1))),1)*$CD2601,0)))","v":{"$error":"#VALUE!"}},{"$f":"IF($B2587>$F2587,0,IF($C2587>$G2587,0,ROUND((((($F2587-$B2587)/100)*IF('DBH-Upgrade'!$K$6='DBH-Upgrade'!$K$8,$CC2601,($BF2587/(($F2587-18)/100))))+((($B2587-18)/100)*$CB2601))*IF($E2587>50,IF($G2587=11,(1-(($E2587-50)*0.005)),IF($G2587=16,(1-(($E2587-50)*0.005)),IF($G2587=21,(1-(($E2587-50)*0.005)),1))),1),0)))","v":{"$error":"#VALUE!"}},0.85,0.85,0.85,271,291,390,117,125,168,8.0927946505306478E-2,9.2124850207916414E-2,0.16449965243197071,2.1,5.5,5.9,7.9,null,3016,null,0.8,null,null,0,13.2,15.1,21.85,null,1,1,1,271,291,390,null,0,0,0,1,{"$error":"#VALUE!"},4479,834,{"$error":"#VALUE!"},0.75555534806492441,0.70383877729866806,null,1,1,0.99999999999999978,0.99999999999999978,null,0]
["390901010",{"$f":"'DBH-Upgrade'!$K$8-$CL2588","v":70},10,3,90,90,10,11.5,0,26,30,42.4,1108.8,{"$f":"IF($B2588>$F2588,0,IF($C2588>$G2588,0,ROUND((((($F2588-$B2588)/100)*IF('DBH-Upgrade'!$K$6='DBH-Upgrade'!$K$8,$BZ2602,($BE2588/(($F2588-18)/100))))+((($B2588-18)/100)*$CA2602))*$CE2602,0)))","v":1180},{"$f":"IF($B2588>$F2588,0,IF($C2588>$G2588,0,ROUND((((($F2588-$B2588)/100)*IF('DBH-Upgrade'!$K$6='DBH-Upgrade'!$K$8,$BZ2602,($BE2588/(($F2588-18)/100))))+((($B2588-18)/100)*$CA2602))*$CD2602,0)))","v":1269},{"$f":"IF($B2588>$F2588,0,IF($C2588>$G2588,0,ROUND(((($F2588-$B2588)/100)*IF('DBH-Upgrade'!$K$6='DBH-Upgrade'!$K$8,$BZ2602,($BE2588/(($F2588-18)/100))))+((($B2588-18)/100)*$CA2602),0)))","v":1546},1.5,1.08,1.08,1.08,1109,{"$f":"IF($B2588>$F2588,0,IF($C2588>$G2588,0,ROUND(((($F2588-$B2588)/100)*(IF('DBH-Upgrade'!$K$6='DBH-Upgrade'!$K$8,$BZ2602,($BE2588/(($F2588-18)/100))))*$CH2602)+((($B2588-18)/100)*$CA2602*$CE2602*$CG2602),0)))","v":1233},{"$f":"IF($B2588>$F2588,0,IF($C2588>$G2588,0,ROUND(((($F2588-$B2588)/100)*(IF('DBH-Upgrade'!$K$6='DBH-Upgrade'!$K$8,$BZ2602,($BE2588/(($F2588-18)/100))))*$CH2602)+((($B2588-18)/100)*$CA2602*$CD2602*$CG2602),0)))","v":1310},{"$f":"IF($B2588>$F2588,0,IF($C2588>$G2588,0,ROUND(((($F2588-$B2588)/100)*(IF('DBH-Upgrade'!$K$6='DBH-Upgrade'!$K$8,$BZ2602,($BE2588/(($F2588-18)/100))))*$CH2602)+((($B2588-18)/100)*$CA2602*$CG2602),0)))","v":1546},95,106,113,133,4.8339606334548313E-2,5.961662337122392E-2,6.7383938000370402E-2,9.2091770553269614E-2,3.969E-4,1.7345999999999999,2,3.6734700000000002E-4,{"$f":"IF($B2588>$F2588,0,IF($C2588>$G2588,0,ROUND((((($F2588-$B2588)/100)*IF('DBH-Upgrade'!$K$6='DBH-Upgrade'!$K$8,$CC2602,($BF2588/(($F2588-18)/100))))+((($B2588-18)/100)*$CB2602))*IF($E2588>50,IF($G2588=11,(1-(($E2588-50)*0.005)),IF($G2588=16,(1-(($E2588-50)*0.005)),IF($G2588=21,(1-(($E2588-50)*0.005)),1))),1)*$CE2602,0)))","v":149},{"$f":"IF($B2588>$F2588,0,IF($C2588>$G2588,0,ROUND((((($F2588-$B2588)/100)*IF('DBH-Upgrade'!$K$6='DBH-Upgrade'!$K$8,$CC2602,($BF2588/(($F2588-18)/100))))+((($B2588-18)/100)*$CB2602))*IF($E2588>50,IF($G2588=11,(1-(($E2588-50)*0.005)),IF($G2588=16,(1-(($E2588-50)*0.005)),IF($G2588=21,(1-(($E2588-50)*0.005)),1))),1)*$CD2602,0)))","v":161},{"$f":"IF($B2588>$F2588,0,IF($C2588>$G2588,0,ROUND((((($F2588-$B2588)/100)*IF('DBH-Upgrade'!$K$6='DBH-Upgrade'!$K$8,$CC2602,($BF2588/(($F2588-18)/100))))+((($B2588-18)/100)*$CB2602))*IF($E2588>50,IF($G2588=11,(1-(($E2588-50)*0.005)),IF($G2588=16,(1-(($E2588-50)*0.005)),IF($G2588=21,(1-(($E2588-50)*0.005)),1))),1),0)))","v":195},0.98,0.98,0.98,140,150,183,60,65,79,2.0102335654311455E-2,2.3416134074948497E-2,3.3977805026496423E-2,0.6,5.5,5.9,7.9,null,1232,null,0.9,null,null,0,13.2,15.1,21.85,null,1,1,1,140,150,183,null,0,0,0,1,{"$error":"#VALUE!"},3682,458,{"$error":"#VALUE!"},0.8452517014716241,0.78929861482598995,null,1,1,0.99999999999999978,0.99999999999999978,null,0]
["3901002010",{"$f":"'DBH-Upgrade'!$K$8-$CL2598","v":70},10,3,90,100,20,21.5,0,26,30,43,2365.6,{"$f":"IF($B2598>$F2598,0,IF($C2598>$G2598,0,ROUND((((($F2598-$B2598)/100)*IF('DBH-Upgrade'!$K$6='DBH-Upgrade'!$K$8,$BZ2612,($BE2598/(($F2598-18)/100))))+((($B2598-18)/100)*$CA2612))*$CE2612,0)))","v":{"$error":"#VALUE!"}},{"$f":"IF($B2598>$F2598,0,IF($C2598>$G2598,0,ROUND((((($F2598-$B2598)/100)*IF('DBH-Upgrade'!$K$6='DBH-Upgrade'!$K$8,$BZ2612,($BE2598/(($F2598-18)/100))))+((($B2598-18)/100)*$CA2612))*$CD2612,0)))","v":{"$error":"#VALUE!"}},{"$f":"IF($B2598>$F2598,0,IF($C2598>$G2598,0,ROUND(((($F2598-$B2598)/100)*IF('DBH-Upgrade'!$K$6='DBH-Upgrade'!$K$8,$BZ2612,($BE2598/(($F2598-18)/100))))+((($B2598-18)/100)*$CA2612),0)))","v":{"$error":"#VALUE!"}},1.5,1.08,1.08,1.08,2366,{"$f":"IF($B2598>$F2598,0,IF($C2598>$G2598,0,ROUND(((($F2598-$B2598)/100)*(IF('DBH-Upgrade'!$K$6='DBH-Upgrade'!$K$8,$BZ2612,($BE2598/(($F2598-18)/100))))*$CH2612)+((($B2598-18)/100)*$CA2612*$CE2612*$CG2612),0)))","v":{"$error":"#VALUE!"}},{"$f":"IF($B2598>$F2598,0,IF($C2598>$G2598,0,ROUND(((($F2598-$B2598)/100)*(IF('DBH-Upgrade'!$K$6='DBH-Upgrade'!$K$8,$BZ2612,($BE2598/(($F2598-18)/100))))*$CH2612)+((($B2598-18)/100)*$CA2612*$CD2612*$CG2612),0)))","v":{"$error":"#VALUE!"}},{"$f":"IF($B2598>$F2598,0,IF($C2598>$G2598,0,ROUND(((($F2598-$B2598)/100)*(IF('DBH-Upgrade'!$K$6='DBH-Upgrade'!$K$8,$BZ2612,($BE2598/(($F2598-18)/100))))*$CH2612)+((($B2598-18)/100)*$CA2612*$CG2612),0)))","v":{"$error":"#VALUE!"}},203,{"$error":"#VALUE!"},{"$error":"#VALUE!"},{"$error":"#VALUE!"},0.17222433094052195,{"$error":"#VALUE!"},{"$error":"#VALUE!"},{"$error":"#VALUE!"},1.2760000000000001E-4,1.7219,2,3.76611E-4,{"$f":"IF($B2598>$F2598,0,IF($C2598>$G2598,0,ROUND((((($F2598-$B2598)/100)*IF('DBH-Upgrade'!$K$6='DBH-Upgrade'!$K$8,$CC2612,($BF2598/(($F2598-18)/100))))+((($B2598-18)/100)*$CB2612))*IF($E2598>50,IF($G2598=11,(1-(($E2598-50)*0.005)),IF($G2598=16,(1-(($E2598-50)*0.005)),IF($G2598=21,(1-(($E2598-50)*0.005)),1))),1)*$CE2612,0)))","v":{"$error":"#VALUE!"}},{"$f":"IF($B2598>$F2598,0,IF($C2598>$G2598,0,ROUND((((($F2598-$B2598)/100)*IF('DBH-Upgrade'!$K$6='DBH-Upgrade'!$K$8,$CC2612,($BF2598/(($F2598-18)/100))))+((($B2598-18)/100)*$CB2612))*IF($E2598>50,IF($G2598=11,(1-(($E2598-50)*0.005)),IF($G2598=16,(1-(($E2598-50)*0.005)),IF($G2598=21,(1-(($E2598-50)*0.005)),1))),1)*$CD2612,0)))","v":{"$error":"#VALUE!"}},{"$f":"IF($B2598>$F2598,0,IF($C2598>$G2598,0,ROUND((((($F2598-$B2598)/100)*IF('DBH-Upgrade'!$K$6='DBH-Upgrade'!$K$8,$CC2612,($BF2598/(($F2598-18)/100))))+((($B2598-18)/100)*$CB2612))*IF($E2598>50,IF($G2598=11,(1-(($E2598-50)*0.005)),IF($G2598=16,(1-(($E2598-50)*0.005)),IF($G2598=21,(1-(($E2598-50)*0.005)),1))),1),0)))","v":{"$error":"#VALUE!"}},0.95,0.95,0.95,180,194,238,77,83,102,2.567520968927843E-2,2.9741436093479189E-2,4.4553404831909879E-2,1.3,5.5,5.9,7.9,null,2957,null,0.8,null,null,0,13.2,15.1,21.85,null,1,1,1,180,194,238,null,0,0,0,1,{"$error":"#VALUE!"},3301,508,{"$error":"#VALUE!"},0.74531089933631789,0.69504144552059222,null,1,1,0.99999999999999978,0.99999999999999978,null,0]
["3901201110",{"$f":"'DBH-Upgrade'!$K$8-$CL2607","v":70},10,3,90,120,11,11.5,0,26,30,44,1434.8000000000002,{"$f":"IF($B2607>$F2607,0,IF($C2607>$G2607,0,ROUND((((($F2607-$B2607)/100)*IF('DBH-Upgrade'!$K$6='DBH-Upgrade'!$K$8,$BZ2621,($BE2607/(($F2607-18)/100))))+((($B2607-18)/100)*$CA2621))*$CE2621,0)))","v":2173},{"$f":"IF($B2607>$F2607,0,IF($C2607>$G2607,0,ROUND((((($F2607-$B2607)/100)*IF('DBH-Upgrade'!$K$6='DBH-Upgrade'!$K$8,$BZ2621,($BE2607/(($F2607-18)/100))))+((($B2607-18)/100)*$CA2621))*$CD2621,0)))","v":2347},{"$f":"IF($B2607>$F2607,0,IF($C2607>$G2607,0,ROUND(((($F2607-$B2607)/100)*IF('DBH-Upgrade'!$K$6='DBH-Upgrade'!$K$8,$BZ2621,($BE2607/(($F2607-18)/100))))+((($B2607-18)/100)*$CA2621),0)))","v":2923},1.5,1.1000000000000001,1.1000000000000001,1.1000000000000001,1435,{"$f":"IF($B2607>$F2607,0,IF($C2607>$G2607,0,ROUND(((($F2607-$B2607)/100)*(IF('DBH-Upgrade'!$K$6='DBH-Upgrade'!$K$8,$BZ2621,($BE2607/(($F2607-18)/100))))*$CH2621)+((($B2607-18)/100)*$CA2621*$CE2621*$CG2621),0)))","v":2463},{"$f":"IF($B2607>$F2607,0,IF($C2607>$G2607,0,ROUND(((($F2607-$B2607)/100)*(IF('DBH-Upgrade'!$K$6='DBH-Upgrade'!$K$8,$BZ2621,($BE2607/(($F2607-18)/100))))*$CH2621)+((($B2607-18)/100)*$CA2621*$CD2621*$CG2621),0)))","v":2570},{"$f":"IF($B2607>$F2607,0,IF($C2607>$G2607,0,ROUND(((($F2607-$B2607)/100)*(IF('DBH-Upgrade'!$K$6='DBH-Upgrade'!$K$8,$BZ2621,($BE2607/(($F2607-18)/100))))*$CH2621)+((($B2607-18)/100)*$CA2621*$CG2621),0)))","v":2923},123,212,221,251,0.15445389187017058,0.43113991742096142,0.46639814898809773,0.59340997171613374,3.969E-4,1.7345999999999999,4,5.7428799999999995E-4,{"$f":"IF($B2607>$F2607,0,IF($C2607>$G2607,0,ROUND((((($F2607-$B2607)/100)*IF('DBH-Upgrade'!$K$6='DBH-Upgrade'!$K$8,$CC2621,($BF2607/(($F2607-18)/100))))+((($B2607-18)/100)*$CB2621))*IF($E2607>50,IF($G2607=11,(1-(($E2607-50)*0.005)),IF($G2607=16,(1-(($E2607-50)*0.005)),IF($G2607=21,(1-(($E2607-50)*0.005)),1))),1)*$CE2621,0)))","v":193},{"$f":"IF($B2607>$F2607,0,IF($C2607>$G2607,0,ROUND((((($F2607-$B2607)/100)*IF('DBH-Upgrade'!$K$6='DBH-Upgrade'!$K$8,$CC2621,($BF2607/(($F2607-18)/100))))+((($B2607-18)/100)*$CB2621))*IF($E2607>50,IF($G2607=11,(1-(($E2607-50)*0.005)),IF($G2607=16,(1-(($E2607-50)*0.005)),IF($G2607=21,(1-(($E2607-50)*0.005)),1))),1)*$CD2621,0)))","v":209},{"$f":"IF($B2607>$F2607,0,IF($C2607>$G2607,0,ROUND((((($F2607-$B2607)/100)*IF('DBH-Upgrade'!$K$6='DBH-Upgrade'!$K$8,$CC2621,($BF2607/(($F2607-18)/100))))+((($B2607-18)/100)*$CB2621))*IF($E2607>50,IF($G2607=11,(1-(($E2607-50)*0.005)),IF($G2607=16,(1-(($E2607-50)*0.005)),IF($G2607=21,(1-(($E2607-50)*0.005)),1))),1),0)))","v":260},0.95,0.95,0.95,223,241,300,96,104,129,9.6957701781609354E-2,0.11267833876978904,0.16893252083158428,1.6,5.5,5.9,7.9,null,2110,null,0.68,null,null,0,13.2,15.1,21.85,null,1,1,1,223,241,300,null,0,0,0,1,{"$error":"#VALUE!"},5340,750,{"$error":"#VALUE!"},0.73429802939744349,0.68540112539231846,null,1,1,0.99999999999999978,0.99999999999999978,null,0]
["3901201510",{"$f":"'DBH-Upgrade'!$K$8-$CL2608","v":70},10,3,90,120,15,16.5,0,26,30,44,2035.2,{"$f":"IF($B2608>$F2608,0,IF($C2608>$G2608,0,ROUND((((($F2608-$B2608)/100)*IF('DBH-Upgrade'!$K$6='DBH-Upgrade'!$K$8,$BZ2622,($BE2608/(($F2608-18)/100))))+((($B2608-18)/100)*$CA2622))*$CE2622,0)))","v":{"$error":"#VALUE!"}},{"$f":"IF($B2608>$F2608,0,IF($C2608>$G2608,0,ROUND((((($F2608-$B2608)/100)*IF('DBH-Upgrade'!$K$6='DBH-Upgrade'!$K$8,$BZ2622,($BE2608/(($F2608-18)/100))))+((($B2608-18)/100)*$CA2622))*$CD2622,0)))","v":{"$error":"#VALUE!"}},{"$f":"IF($B2608>$F2608,0,IF($C2608>$G2608,0,ROUND(((($F2608-$B2608)/100)*IF('DBH-Upgrade'!$K$6='DBH-Upgrade'!$K$8,$BZ2622,($BE2608/(($F2608-18)/100))))+((($B2608-18)/100)*$CA2622),0)))","v":{"$error":"#VALUE!"}},1.5,1.08,1.08,1.08,2035,{"$f":"IF($B2608>$F2608,0,IF($C2608>$G2608,0,ROUND(((($F2608-$B2608)/100)*(IF('DBH-Upgrade'!$K$6='DBH-Upgrade'!$K$8,$BZ2622,($BE2608/(($F2608-18)/100))))*$CH2622)+((($B2608-18)/100)*$CA2622*$CE2622*$CG2622),0)))","v":{"$error":"#VALUE!"}},{"$f":"IF($B2608>$F2608,0,IF($C2608>$G2608,0,ROUND(((($F2608-$B2608)/100)*(IF('DBH-Upgrade'!$K$6='DBH-Upgrade'!$K$8,$BZ2622,($BE2608/(($F2608-18)/100))))*$CH2622)+((($B2608-18)/100)*$CA2622*$CD2622*$CG2622),0)))","v":{"$error":"#VALUE!"}},{"$f":"IF($B2608>$F2608,0,IF($C2608>$G2608,0,ROUND(((($F2608-$B2608)/100)*(IF('DBH-Upgrade'!$K$6='DBH-Upgrade'!$K$8,$BZ2622,($BE2608/(($F2608-18)/100))))*$CH2622)+((($B2608-18)/100)*$CA2622*$CG2622),0)))","v":{"$error":"#VALUE!"}},175,{"$error":"#VALUE!"},{"$error":"#VALUE!"},{"$error":"#VALUE!"},0.17034642372971062,{"$error":"#VALUE!"},{"$error":"#VALUE!"},{"$error":"#VALUE!"},2.0829999999999999E-4,1.724,2,4.6182900000000003E-4,{"$f":"IF($B2608>$F2608,0,IF($C2608>$G2608,0,ROUND((((($F2608-$B2608)/100)*IF('DBH-Upgrade'!$K$6='DBH-Upgrade'!$K$8,$CC2622,($BF2608/(($F2608-18)/100))))+((($B2608-18)/100)*$CB2622))*IF($E2608>50,IF($G2608=11,(1-(($E2608-50)*0.005)),IF($G2608=16,(1-(($E2608-50)*0.005)),IF($G2608=21,(1-(($E2608-50)*0.005)),1))),1)*$CE2622,0)))","v":{"$error":"#VALUE!"}},{"$f":"IF($B2608>$F2608,0,IF($C2608>$G2608,0,ROUND((((($F2608-$B2608)/100)*IF('DBH-Upgrade'!$K$6='DBH-Upgrade'!$K$8,$CC2622,($BF2608/(($F2608-18)/100))))+((($B2608-18)/100)*$CB2622))*IF($E2608>50,IF($G2608=11,(1-(($E2608-50)*0.005)),IF($G2608=16,(1-(($E2608-50)*0.005)),IF($G2608=21,(1-(($E2608-50)*0.005)),1))),1)*$CD2622,0)))","v":{"$error":"#VALUE!"}},{"$f":"IF($B2608>$F2608,0,IF($C2608>$G2608,0,ROUND((((($F2608-$B2608)/100)*IF('DBH-Upgrade'!$K$6='DBH-Upgrade'!$K$8,$CC2622,($BF2608/(($F2608-18)/100))))+((($B2608-18)/100)*$CB2622))*IF($E2608>50,IF($G2608=11,(1-(($E2608-50)*0.005)),IF($G2608=16,(1-(($E2608-50)*0.005)),IF($G2608=21,(1-(($E2608-50)*0.005)),1))),1),0)))","v":{"$error":"#VALUE!"}},1.01,1.01,1.01,177,190,264,76,82,114,3.3677582059033206E-2,3.9022931002805031E-2,7.397940037658042E-2,1.2,5.5,5.9,7.9,null,2544,null,0.8,null,null,0,13.2,15.1,21.85,null,1,1,1,177,190,264,null,0,0,0,1,1127,2539,352,62,0.81466996609637188,0.75619868948084668,null,1,1,0.99999999999999978,0.99999999999999978,null,0]
[{"$f":"CONCATENATE(D2619,E2619,F2619,G2619,C2619)","v":"3901601110"},{"$f":"'DBH-Upgrade'!$K$8-$CL2619","v":70},10,3,90,160,11,11.5,0,26,30,45.5,1912.8400000000001,{"$f":"IF($B2619>$F2619,0,IF($C2619>$G2619,0,ROUND((((($F2619-$B2619)/100)*IF('DBH-Upgrade'!$K$6='DBH-Upgrade'!$K$8,$BZ2633,($BE2619/(($F2619-18)/100))))+((($B2619-18)/100)*$CA2633))*$CE2633,0)))","v":2765},{"$f":"IF($B2619>$F2619,0,IF($C2619>$G2619,0,ROUND((((($F2619-$B2619)/100)*IF('DBH-Upgrade'!$K$6='DBH-Upgrade'!$K$8,$BZ2633,($BE2619/(($F2619-18)/100))))+((($B2619-18)/100)*$CA2633))*$CD2633,0)))","v":3001},{"$f":"IF($B2619>$F2619,0,IF($C2619>$G2619,0,ROUND(((($F2619-$B2619)/100)*IF('DBH-Upgrade'!$K$6='DBH-Upgrade'!$K$8,$BZ2633,($BE2619/(($F2619-18)/100))))+((($B2619-18)/100)*$CA2633),0)))","v":3828},1.5,1.1000000000000001,1.1000000000000001,1.1000000000000001,1913,{"$f":"IF($B2619>$F2619,0,IF($C2619>$G2619,0,ROUND(((($F2619-$B2619)/100)*(IF('DBH-Upgrade'!$K$6='DBH-Upgrade'!$K$8,$BZ2633,($BE2619/(($F2619-18)/100))))*$CH2633)+((($B2619-18)/100)*$CA2633*$CE2633*$CG2633),0)))","v":3331},{"$f":"IF($B2619>$F2619,0,IF($C2619>$G2619,0,ROUND(((($F2619-$B2619)/100)*(IF('DBH-Upgrade'!$K$6='DBH-Upgrade'!$K$8,$BZ2633,($BE2619/(($F2619-18)/100))))*$CH2633)+((($B2619-18)/100)*$CA2633*$CD2633*$CG2633),0)))","v":3441},{"$f":"IF($B2619>$F2619,0,IF($C2619>$G2619,0,ROUND(((($F2619-$B2619)/100)*(IF('DBH-Upgrade'!$K$6='DBH-Upgrade'!$K$8,$BZ2633,($BE2619/(($F2619-18)/100))))*$CH2633)+((($B2619-18)/100)*$CA2633*$CG2633),0)))","v":3828},165,286,296,329,0.31228848147449789,0.87334117141824974,0.93146503734936514,1.1357532974154367,3.969E-4,1.7345999999999999,4,5.7428799999999995E-4,{"$f":"IF($B2619>$F2619,0,IF($C2619>$G2619,0,ROUND((((($F2619-$B2619)/100)*IF('DBH-Upgrade'!$K$6='DBH-Upgrade'!$K$8,$CC2633,($BF2619/(($F2619-18)/100))))+((($B2619-18)/100)*$CB2633))*IF($E2619>50,IF($G2619=11,(1-(($E2619-50)*0.005)),IF($G2619=16,(1-(($E2619-50)*0.005)),IF($G2619=21,(1-(($E2619-50)*0.005)),1))),1)*$CE2633,0)))","v":199},{"$f":"IF($B2619>$F2619,0,IF($C2619>$G2619,0,ROUND((((($F2619-$B2619)/100)*IF('DBH-Upgrade'!$K$6='DBH-Upgrade'!$K$8,$CC2633,($BF2619/(($F2619-18)/100))))+((($B2619-18)/100)*$CB2633))*IF($E2619>50,IF($G2619=11,(1-(($E2619-50)*0.005)),IF($G2619=16,(1-(($E2619-50)*0.005)),IF($G2619=21,(1-(($E2619-50)*0.005)),1))),1)*$CD2633,0)))","v":216},{"$f":"IF($B2619>$F2619,0,IF($C2619>$G2619,0,ROUND((((($F2619-$B2619)/100)*IF('DBH-Upgrade'!$K$6='DBH-Upgrade'!$K$8,$CC2633,($BF2619/(($F2619-18)/100))))+((($B2619-18)/100)*$CB2633))*IF($E2619>50,IF($G2619=11,(1-(($E2619-50)*0.005)),IF($G2619=16,(1-(($E2619-50)*0.005)),IF($G2619=21,(1-(($E2619-50)*0.005)),1))),1),0)))","v":276},0.95,0.95,0.95,217,235,300,93,101,129,0.10751492310277221,0.12530436216118973,0.19744638449566923,2.1,5.5,5.9,7.9,null,2813,null,0.68,null,null,0,13.2,15.1,21.85,null,1,1,1,217,235,300,null,0,0,0,1,{"$error":"#VALUE!"},5340,750,{"$error":"#VALUE!"},0.72541359909535208,0.67746340042029107,null,1,1,0.99999999999999978,0.99999999999999978,null,{"$f":"IF($G2619=10,IF($F2619=280,20,IF($F2619=300,40,0)),IF($G2619=11,IF($F2619=280,20,IF($F2619=300,40,0)),IF($G2619=15,IF($F2619=70,10,IF($F2619=110,10,IF($F2619=180,20,IF($F2619=260,20,IF($F2619=300,20,0))))),IF($G2619=16,IF($F2619=70,10,IF($F2619=110,10,IF($F2619=180,20,IF($F2619=260,20,IF($F2619=300,20,0))))),IF($G2619=20,IF($F2619=70,10,IF($F2619=110,10,IF($F2619=180,20,IF($F2619=260,20,IF($F2619=300,20,0))))),IF($G2619=21,IF($F2619=70,10,IF($F2619=110,10,IF($F2619=180,20,IF($F2619=260,20,IF($F2619=300,20,0))))),\"Error\"))))))","v":0}]
["3901801610",{"$f":"'DBH-Upgrade'!$K$8-$CL2627","v":50},10,3,90,180,16,16.5,0,26,30,46,3177.6400000000003,{"$f":"IF($B2627>$F2627,0,IF($C2627>$G2627,0,ROUND((((($F2627-$B2627)/100)*IF('DBH-Upgrade'!$K$6='DBH-Upgrade'!$K$8,$BZ2641,($BE2627/(($F2627-18)/100))))+((($B2627-18)/100)*$CA2641))*$CE2641,0)))","v":{"$error":"#VALUE!"}},{"$f":"IF($B2627>$F2627,0,IF($C2627>$G2627,0,ROUND((((($F2627-$B2627)/100)*IF('DBH-Upgrade'!$K$6='DBH-Upgrade'!$K$8,$BZ2641,($BE2627/(($F2627-18)/100))))+((($B2627-18)/100)*$CA2641))*$CD2641,0)))","v":{"$error":"#VALUE!"}},{"$f":"IF($B2627>$F2627,0,IF($C2627>$G2627,0,ROUND(((($F2627-$B2627)/100)*IF('DBH-Upgrade'!$K$6='DBH-Upgrade'!$K$8,$BZ2641,($BE2627/(($F2627-18)/100))))+((($B2627-18)/100)*$CA2641),0)))","v":{"$error":"#VALUE!"}},1.5,1.1000000000000001,1.1000000000000001,1.1000000000000001,3178,{"$f":"IF($B2627>$F2627,0,IF($C2627>$G2627,0,ROUND(((($F2627-$B2627)/100)*(IF('DBH-Upgrade'!$K$6='DBH-Upgrade'!$K$8,$BZ2641,($BE2627/(($F2627-18)/100))))*$CH2641)+((($B2627-18)/100)*$CA2641*$CE2641*$CG2641),0)))","v":{"$error":"#VALUE!"}},{"$f":"IF($B2627>$F2627,0,IF($C2627>$G2627,0,ROUND(((($F2627-$B2627)/100)*(IF('DBH-Upgrade'!$K$6='DBH-Upgrade'!$K$8,$BZ2641,($BE2627/(($F2627-18)/100))))*$CH2641)+((($B2627-18)/100)*$CA2641*$CD2641*$CG2641),0)))","v":{"$error":"#VALUE!"}},{"$f":"IF($B2627>$F2627,0,IF($C2627>$G2627,0,ROUND(((($F2627-$B2627)/100)*(IF('DBH-Upgrade'!$K$6='DBH-Upgrade'!$K$8,$BZ2641,($BE2627/(($F2627-18)/100))))*$CH2641)+((($B2627-18)/100)*$CA2641*$CG2641),0)))","v":{"$error":"#VALUE!"}},273,{"$error":"#VALUE!"},{"$error":"#VALUE!"},{"$error":"#VALUE!"},1.2315554201626615,{"$error":"#VALUE!"},{"$error":"#VALUE!"},{"$error":"#VALUE!"},2.0829999999999999E-4,1.724,4,1.392796E-3,{"$f":"IF($B2627>$F2627,0,IF($C2627>$G2627,0,ROUND((((($F2627-$B2627)/100)*IF('DBH-Upgrade'!$K$6='DBH-Upgrade'!$K$8,$CC2641,($BF2627/(($F2627-18)/100))))+((($B2627-18)/100)*$CB2641))*IF($E2627>50,IF($G2627=11,(1-(($E2627-50)*0.005)),IF($G2627=16,(1-(($E2627-50)*0.005)),IF($G2627=21,(1-(($E2627-50)*0.005)),1))),1)*$CE2641,0)))","v":{"$error":"#VALUE!"}},{"$f":"IF($B2627>$F2627,0,IF($C2627>$G2627,0,ROUND((((($F2627-$B2627)/100)*IF('DBH-Upgrade'!$K$6='DBH-Upgrade'!$K$8,$CC2641,($BF2627/(($F2627-18)/100))))+((($B2627-18)/100)*$CB2641))*IF($E2627>50,IF($G2627=11,(1-(($E2627-50)*0.005)),IF($G2627=16,(1-(($E2627-50)*0.005)),IF($G2627=21,(1-(($E2627-50)*0.005)),1))),1)*$CD2641,0)))","v":{"$error":"#VALUE!"}},{"$f":"IF($B2627>$F2627,0,IF($C2627>$G2627,0,ROUND((((($F2627-$B2627)/100)*IF('DBH-Upgrade'!$K$6='DBH-Upgrade'!$K$8,$CC2641,($BF2627/(($F2627-18)/100))))+((($B2627-18)/100)*$CB2641))*IF($E2627>50,IF($G2627=11,(1-(($E2627-50)*0.005)),IF($G2627=16,(1-(($E2627-50)*0.005)),IF($G2627=21,(1-(($E2627-50)*0.005)),1))),1),0)))","v":{"$error":"#VALUE!"}},0.95,0.95,0.95,175,187,267,75,80,115,9.9879438416159608E-2,0.11317655567166254,0.22878348644911675,3.6,5.5,5.9,7.9,null,4673,null,0.68,null,null,0,13.2,15.1,21.85,null,1,1,1,175,187,267,null,0,0,0,1,2263,3445,577,50,0.79292312789827257,0.73211718284521199,null,1,1,0.99999999999999978,0.99999999999999978,null,20]
["3902001510",{"$f":"'DBH-Upgrade'!$K$8-$CL2632","v":70},10,3,90,200,15,16.5,0,26,30,46.5,3392,{"$f":"IF($B2632>$F2632,0,IF($C2632>$G2632,0,ROUND((((($F2632-$B2632)/100)*IF('DBH-Upgrade'!$K$6='DBH-Upgrade'!$K$8,$BZ2646,($BE2632/(($F2632-18)/100))))+((($B2632-18)/100)*$CA2646))*$CE2646,0)))","v":{"$error":"#VALUE!"}},{"$f":"IF($B2632>$F2632,0,IF($C2632>$G2632,0,ROUND((((($F2632-$B2632)/100)*IF('DBH-Upgrade'!$K$6='DBH-Upgrade'!$K$8,$BZ2646,($BE2632/(($F2632-18)/100))))+((($B2632-18)/100)*$CA2646))*$CD2646,0)))","v":{"$error":"#VALUE!"}},{"$f":"IF($B2632>$F2632,0,IF($C2632>$G2632,0,ROUND(((($F2632-$B2632)/100)*IF('DBH-Upgrade'!$K$6='DBH-Upgrade'!$K$8,$BZ2646,($BE2632/(($F2632-18)/100))))+((($B2632-18)/100)*$CA2646),0)))","v":{"$error":"#VALUE!"}},1.5,1.08,1.08,1.08,3392,{"$f":"IF($B2632>$F2632,0,IF($C2632>$G2632,0,ROUND(((($F2632-$B2632)/100)*(IF('DBH-Upgrade'!$K$6='DBH-Upgrade'!$K$8,$BZ2646,($BE2632/(($F2632-18)/100))))*$CH2646)+((($B2632-18)/100)*$CA2646*$CE2646*$CG2646),0)))","v":{"$error":"#VALUE!"}},{"$f":"IF($B2632>$F2632,0,IF($C2632>$G2632,0,ROUND(((($F2632-$B2632)/100)*(IF('DBH-Upgrade'!$K$6='DBH-Upgrade'!$K$8,$BZ2646,($BE2632/(($F2632-18)/100))))*$CH2646)+((($B2632-18)/100)*$CA2646*$CD2646*$CG2646),0)))","v":{"$error":"#VALUE!"}},{"$f":"IF($B2632>$F2632,0,IF($C2632>$G2632,0,ROUND(((($F2632-$B2632)/100)*(IF('DBH-Upgrade'!$K$6='DBH-Upgrade'!$K$8,$BZ2646,($BE2632/(($F2632-18)/100))))*$CH2646)+((($B2632-18)/100)*$CA2646*$CG2646),0)))","v":{"$error":"#VALUE!"}},292,{"$error":"#VALUE!"},{"$error":"#VALUE!"},{"$error":"#VALUE!"},0.52074604065276109,{"$error":"#VALUE!"},{"$error":"#VALUE!"},{"$error":"#VALUE!"},2.0829999999999999E-4,1.724,2,4.6182900000000003E-4,{"$f":"IF($B2632>$F2632,0,IF($C2632>$G2632,0,ROUND((((($F2632-$B2632)/100)*IF('DBH-Upgrade'!$K$6='DBH-Upgrade'!$K$8,$CC2646,($BF2632/(($F2632-18)/100))))+((($B2632-18)/100)*$CB2646))*IF($E2632>50,IF($G2632=11,(1-(($E2632-50)*0.005)),IF($G2632=16,(1-(($E2632-50)*0.005)),IF($G2632=21,(1-(($E2632-50)*0.005)),1))),1)*$CE2646,0)))","v":{"$error":"#VALUE!"}},{"$f":"IF($B2632>$F2632,0,IF($C2632>$G2632,0,ROUND((((($F2632-$B2632)/100)*IF('DBH-Upgrade'!$K$6='DBH-Upgrade'!$K$8,$CC2646,($BF2632/(($F2632-18)/100))))+((($B2632-18)/100)*$CB2646))*IF($E2632>50,IF($G2632=11,(1-(($E2632-50)*0.005)),IF($G2632=16,(1-(($E2632-50)*0.005)),IF($G2632=21,(1-(($E2632-50)*0.005)),1))),1)*$CD2646,0)))","v":{"$error":"#VALUE!"}},{"$f":"IF($B2632>$F2632,0,IF($C2632>$G2632,0,ROUND((((($F2632-$B2632)/100)*IF('DBH-Upgrade'!$K$6='DBH-Upgrade'!$K$8,$CC2646,($BF2632/(($F2632-18)/100))))+((($B2632-18)/100)*$CB2646))*IF($E2632>50,IF($G2632=11,(1-(($E2632-50)*0.005)),IF($G2632=16,(1-(($E2632-50)*0.005)),IF($G2632=21,(1-(($E2632-50)*0.005)),1))),1),0)))","v":{"$error":"#VALUE!"}},1.01,1.01,1.01,174,183,264,75,79,114,3.8404124756760943E-2,4.2405287612005509E-2,8.5464619674595912E-2,2,5.5,5.9,7.9,null,4240,null,0.8,null,null,0,13.2,15.1,21.85,null,1,1,1,174,183,264,null,0,0,0,1,1127,{"$f":"ROUND(IF($C2618=10,IF($G2618=10,2539,IF($G2618=11,3445,IF($G2618=15,2539*1.3,IF($G2618=16,3445*1.3,IF($G2618=20,(2539*1.45),IF($G2618=21,(3445*1.55))))))),IF($C2618=15,IF($G2618=10,0,IF($G2618=11,0,IF($G2618=15,3238,IF($G2618=16,4735,IF($G2618=20,4062,IF($G2618=21,6098)))))))),0)","v":2539},{"$f":"ROUND(IF($C2618=10,IF($G2618=10,352,IF($G2618=11,577,IF($G2618=15,442*1.15,IF($G2618=16,725*1.15,IF($G2618=20,(352*1.3),IF($G2618=21,(577*1.3))))))),IF($C2618=15,IF($G2618=10,0,IF($G2618=11,0,IF($G2618=15,442,IF($G2618=16,725,IF($G2618=20,502,IF($G2618=21,791)))))))),0)","v":352},62,0.78402243332267385,0.72223627558039949,null,{"$f":"POWER((($S$1-$S$2)/LN(($S$1-$S$3)/($S$2-$S$3)))/((75-65)/LN((75-20)/(65-20))),R2618)","v":1},{"$f":"POWER((($S$1-$S$2)/LN(($S$1-$S$3)/($S$2-$S$3)))/((75-65)/LN((75-20)/(65-20))),Q2618)","v":1},{"$f":"POWER((($AT$1-$AT$2)/LN(($AT$1-$AT$3)/($AT$2-$AT$3)))/((16-18)/LN((16-27)/(18-27))),AP2618)","v":0.99999999999999978},{"$f":"POWER((($AT$1-$AT$2)/LN(($AT$1-$AT$3)/($AT$2-$AT$3)))/((16-18)/LN((16-27)/(18-27))),AP2618)","v":0.99999999999999978},null,0]
["3902202010",{"$f":"'DBH-Upgrade'!$K$8-$CL2640","v":70},10,3,90,220,20,21.5,0,26,30,46.9,5204,{"$f":"IF($B2640>$F2640,0,IF($C2640>$G2640,0,ROUND((((($F2640-$B2640)/100)*IF('DBH-Upgrade'!$K$6='DBH-Upgrade'!$K$8,$BZ2654,($BE2640/(($F2640-18)/100))))+((($B2640-18)/100)*$CA2654))*$CE2654,0)))","v":{"$error":"#VALUE!"}},{"$f":"IF($B2640>$F2640,0,IF($C2640>$G2640,0,ROUND((((($F2640-$B2640)/100)*IF('DBH-Upgrade'!$K$6='DBH-Upgrade'!$K$8,$BZ2654,($BE2640/(($F2640-18)/100))))+((($B2640-18)/100)*$CA2654))*$CD2654,0)))","v":{"$error":"#VALUE!"}},{"$f":"IF($B2640>$F2640,0,IF($C2640>$G2640,0,ROUND(((($F2640-$B2640)/100)*IF('DBH-Upgrade'!$K$6='DBH-Upgrade'!$K$8,$BZ2654,($BE2640/(($F2640-18)/100))))+((($B2640-18)/100)*$CA2654),0)))","v":{"$error":"#VALUE!"}},1.5,1.08,1.08,1.08,5204,{"$f":"IF($B2640>$F2640,0,IF($C2640>$G2640,0,ROUND(((($F2640-$B2640)/100)*(IF('DBH-Upgrade'!$K$6='DBH-Upgrade'!$K$8,$BZ2654,($BE2640/(($F2640-18)/100))))*$CH2654)+((($B2640-18)/100)*$CA2654*$CE2654*$CG2654),0)))","v":{"$error":"#VALUE!"}},{"$f":"IF($B2640>$F2640,0,IF($C2640>$G2640,0,ROUND(((($F2640-$B2640)/100)*(IF('DBH-Upgrade'!$K$6='DBH-Upgrade'!$K$8,$BZ2654,($BE2640/(($F2640-18)/100))))*$CH2654)+((($B2640-18)/100)*$CA2654*$CD2654*$CG2654),0)))","v":{"$error":"#VALUE!"}},{"$f":"IF($B2640>$F2640,0,IF($C2640>$G2640,0,ROUND(((($F2640-$B2640)/100)*(IF('DBH-Upgrade'!$K$6='DBH-Upgrade'!$K$8,$BZ2654,($BE2640/(($F2640-18)/100))))*$CH2654)+((($B2640-18)/100)*$CA2654*$CG2654),0)))","v":{"$error":"#VALUE!"}},448,{"$error":"#VALUE!"},{"$error":"#VALUE!"},{"$error":"#VALUE!"},0.92971395501828136,{"$error":"#VALUE!"},{"$error":"#VALUE!"},{"$error":"#VALUE!"},1.2760000000000001E-4,1.7219,2,3.76611E-4,{"$f":"IF($B2640>$F2640,0,IF($C2640>$G2640,0,ROUND((((($F2640-$B2640)/100)*IF('DBH-Upgrade'!$K$6='DBH-Upgrade'!$K$8,$CC2654,($BF2640/(($F2640-18)/100))))+((($B2640-18)/100)*$CB2654))*IF($E2640>50,IF($G2640=11,(1-(($E2640-50)*0.005)),IF($G2640=16,(1-(($E2640-50)*0.005)),IF($G2640=21,(1-(($E2640-50)*0.005)),1))),1)*$CE2654,0)))","v":{"$error":"#VALUE!"}},{"$f":"IF($B2640>$F2640,0,IF($C2640>$G2640,0,ROUND((((($F2640-$B2640)/100)*IF('DBH-Upgrade'!$K$6='DBH-Upgrade'!$K$8,$CC2654,($BF2640/(($F2640-18)/100))))+((($B2640-18)/100)*$CB2654))*IF($E2640>50,IF($G2640=11,(1-(($E2640-50)*0.005)),IF($G2640=16,(1-(($E2640-50)*0.005)),IF($G2640=21,(1-(($E2640-50)*0.005)),1))),1)*$CD2654,0)))","v":{"$error":"#VALUE!"}},{"$f":"IF($B2640>$F2640,0,IF($C2640>$G2640,0,ROUND((((($F2640-$B2640)/100)*IF('DBH-Upgrade'!$K$6='DBH-Upgrade'!$K$8,$CC2654,($BF2640/(($F2640-18)/100))))+((($B2640-18)/100)*$CB2654))*IF($E2640>50,IF($G2640=11,(1-(($E2640-50)*0.005)),IF($G2640=16,(1-(($E2640-50)*0.005)),IF($G2640=21,(1-(($E2640-50)*0.005)),1))),1),0)))","v":{"$error":"#VALUE!"}},0.95,0.95,0.95,165,181,238,71,78,102,2.6526837546349442E-2,3.1768566798512837E-2,5.3181136459073262E-2,2.9,5.5,5.9,7.9,null,6505,null,0.8,null,null,0,13.2,15.1,21.85,null,1,1,1,165,181,238,null,0,0,0,1,{"$error":"#VALUE!"},3301,508,{"$error":"#VALUE!"},0.70153112340864476,0.65706930534609798,null,1,1,0.99999999999999978,0.99999999999999978,null,0]
["3902401510",{"$f":"'DBH-Upgrade'!$K$8-$CL2644","v":70},10,3,90,240,15,16.5,0,26,30,47.2,4070.4,{"$f":"IF($B2644>$F2644,0,IF($C2644>$G2644,0,ROUND((((($F2644-$B2644)/100)*IF('DBH-Upgrade'!$K$6='DBH-Upgrade'!$K$8,$BZ2658,($BE2644/(($F2644-18)/100))))+((($B2644-18)/100)*$CA2658))*$CE2658,0)))","v":{"$error":"#VALUE!"}},{"$f":"IF($B2644>$F2644,0,IF($C2644>$G2644,0,ROUND((((($F2644-$B2644)/100)*IF('DBH-Upgrade'!$K$6='DBH-Upgrade'!$K$8,$BZ2658,($BE2644/(($F2644-18)/100))))+((($B2644-18)/100)*$CA2658))*$CD2658,0)))","v":{"$error":"#VALUE!"}},{"$f":"IF($B2644>$F2644,0,IF($C2644>$G2644,0,ROUND(((($F2644-$B2644)/100)*IF('DBH-Upgrade'!$K$6='DBH-Upgrade'!$K$8,$BZ2658,($BE2644/(($F2644-18)/100))))+((($B2644-18)/100)*$CA2658),0)))","v":{"$error":"#VALUE!"}},1.5,1.08,1.08,1.08,4070,{"$f":"IF($B2644>$F2644,0,IF($C2644>$G2644,0,ROUND(((($F2644-$B2644)/100)*(IF('DBH-Upgrade'!$K$6='DBH-Upgrade'!$K$8,$BZ2658,($BE2644/(($F2644-18)/100))))*$CH2658)+((($B2644-18)/100)*$CA2658*$CE2658*$CG2658),0)))","v":{"$error":"#VALUE!"}},{"$f":"IF($B2644>$F2644,0,IF($C2644>$G2644,0,ROUND(((($F2644-$B2644)/100)*(IF('DBH-Upgrade'!$K$6='DBH-Upgrade'!$K$8,$BZ2658,($BE2644/(($F2644-18)/100))))*$CH2658)+((($B2644-18)/100)*$CA2658*$CD2658*$CG2658),0)))","v":{"$error":"#VALUE!"}},{"$f":"IF($B2644>$F2644,0,IF($C2644>$G2644,0,ROUND(((($F2644-$B2644)/100)*(IF('DBH-Upgrade'!$K$6='DBH-Upgrade'!$K$8,$BZ2658,($BE2644/(($F2644-18)/100))))*$CH2658)+((($B2644-18)/100)*$CA2658*$CG2658),0)))","v":{"$error":"#VALUE!"}},350,{"$error":"#VALUE!"},{"$error":"#VALUE!"},{"$error":"#VALUE!"},0.77843073140564156,{"$error":"#VALUE!"},{"$error":"#VALUE!"},{"$error":"#VALUE!"},2.0829999999999999E-4,1.724,2,4.6182900000000003E-4,{"$f":"IF($B2644>$F2644,0,IF($C2644>$G2644,0,ROUND((((($F2644-$B2644)/100)*IF('DBH-Upgrade'!$K$6='DBH-Upgrade'!$K$8,$CC2658,($BF2644/(($F2644-18)/100))))+((($B2644-18)/100)*$CB2658))*IF($E2644>50,IF($G2644=11,(1-(($E2644-50)*0.005)),IF($G2644=16,(1-(($E2644-50)*0.005)),IF($G2644=21,(1-(($E2644-50)*0.005)),1))),1)*$CE2658,0)))","v":{"$error":"#VALUE!"}},{"$f":"IF($B2644>$F2644,0,IF($C2644>$G2644,0,ROUND((((($F2644-$B2644)/100)*IF('DBH-Upgrade'!$K$6='DBH-Upgrade'!$K$8,$CC2658,($BF2644/(($F2644-18)/100))))+((($B2644-18)/100)*$CB2658))*IF($E2644>50,IF($G2644=11,(1-(($E2644-50)*0.005)),IF($G2644=16,(1-(($E2644-50)*0.005)),IF($G2644=21,(1-(($E2644-50)*0.005)),1))),1)*$CD2658,0)))","v":{"$error":"#VALUE!"}},{"$f":"IF($B2644>$F2644,0,IF($C2644>$G2644,0,ROUND((((($F2644-$B2644)/100)*IF('DBH-Upgrade'!$K$6='DBH-Upgrade'!$K$8,$CC2658,($BF2644/(($F2644-18)/100))))+((($B2644-18)/100)*$CB2658))*IF($E2644>50,IF($G2644=11,(1-(($E2644-50)*0.005)),IF($G2644=16,(1-(($E2644-50)*0.005)),IF($G2644=21,(1-(($E2644-50)*0.005)),1))),1),0)))","v":{"$error":"#VALUE!"}},1.01,1.01,1.01,174,180,264,75,77,114,4.1194168104123206E-2,4.3300444799019164E-2,9.1207229323603645E-2,2.4,5.5,5.9,7.9,null,5088,null,0.8,null,null,0,13.2,15.1,21.85,null,1,1,1,174,180,264,null,0,0,0,1,1127,2539,352,62,0.76885591203746129,0.70538685838828352,null,1,1,0.99999999999999978,0.99999999999999978,null,0]
["3902602010",{"$f":"'DBH-Upgrade'!$K$8-$CL2652","v":50},10,3,90,260,20,21.5,0,26,30,47.8,6150.4000000000005,{"$f":"IF($B2652>$F2652,0,IF($C2652>$G2652,0,ROUND((((($F2652-$B2652)/100)*IF('DBH-Upgrade'!$K$6='DBH-Upgrade'!$K$8,$BZ2666,($BE2652/(($F2652-18)/100))))+((($B2652-18)/100)*$CA2666))*$CE2666,0)))","v":{"$error":"#VALUE!"}},{"$f":"IF($B2652>$F2652,0,IF($C2652>$G2652,0,ROUND((((($F2652-$B2652)/100)*IF('DBH-Upgrade'!$K$6='DBH-Upgrade'!$K$8,$BZ2666,($BE2652/(($F2652-18)/100))))+((($B2652-18)/100)*$CA2666))*$CD2666,0)))","v":{"$error":"#VALUE!"}},{"$f":"IF($B2652>$F2652,0,IF($C2652>$G2652,0,ROUND(((($F2652-$B2652)/100)*IF('DBH-Upgrade'!$K$6='DBH-Upgrade'!$K$8,$BZ2666,($BE2652/(($F2652-18)/100))))+((($B2652-18)/100)*$CA2666),0)))","v":{"$error":"#VALUE!"}},1.5,1.08,1.08,1.08,6150,{"$f":"IF($B2652>$F2652,0,IF($C2652>$G2652,0,ROUND(((($F2652-$B2652)/100)*(IF('DBH-Upgrade'!$K$6='DBH-Upgrade'!$K$8,$BZ2666,($BE2652/(($F2652-18)/100))))*$CH2666)+((($B2652-18)/100)*$CA2666*$CE2666*$CG2666),0)))","v":{"$error":"#VALUE!"}},{"$f":"IF($B2652>$F2652,0,IF($C2652>$G2652,0,ROUND(((($F2652-$B2652)/100)*(IF('DBH-Upgrade'!$K$6='DBH-Upgrade'!$K$8,$BZ2666,($BE2652/(($F2652-18)/100))))*$CH2666)+((($B2652-18)/100)*$CA2666*$CD2666*$CG2666),0)))","v":{"$error":"#VALUE!"}},{"$f":"IF($B2652>$F2652,0,IF($C2652>$G2652,0,ROUND(((($F2652-$B2652)/100)*(IF('DBH-Upgrade'!$K$6='DBH-Upgrade'!$K$8,$BZ2666,($BE2652/(($F2652-18)/100))))*$CH2666)+((($B2652-18)/100)*$CA2666*$CG2666),0)))","v":{"$error":"#VALUE!"}},529,{"$error":"#VALUE!"},{"$error":"#VALUE!"},{"$error":"#VALUE!"},1.3333399440046141,{"$error":"#VALUE!"},{"$error":"#VALUE!"},{"$error":"#VALUE!"},1.2760000000000001E-4,1.7219,2,3.76611E-4,{"$f":"IF($B2652>$F2652,0,IF($C2652>$G2652,0,ROUND((((($F2652-$B2652)/100)*IF('DBH-Upgrade'!$K$6='DBH-Upgrade'!$K$8,$CC2666,($BF2652/(($F2652-18)/100))))+((($B2652-18)/100)*$CB2666))*IF($E2652>50,IF($G2652=11,(1-(($E2652-50)*0.005)),IF($G2652=16,(1-(($E2652-50)*0.005)),IF($G2652=21,(1-(($E2652-50)*0.005)),1))),1)*$CE2666,0)))","v":{"$error":"#VALUE!"}},{"$f":"IF($B2652>$F2652,0,IF($C2652>$G2652,0,ROUND((((($F2652-$B2652)/100)*IF('DBH-Upgrade'!$K$6='DBH-Upgrade'!$K$8,$CC2666,($BF2652/(($F2652-18)/100))))+((($B2652-18)/100)*$CB2666))*IF($E2652>50,IF($G2652=11,(1-(($E2652-50)*0.005)),IF($G2652=16,(1-(($E2652-50)*0.005)),IF($G2652=21,(1-(($E2652-50)*0.005)),1))),1)*$CD2666,0)))","v":{"$error":"#VALUE!"}},{"$f":"IF($B2652>$F2652,0,IF($C2652>$G2652,0,ROUND((((($F2652-$B2652)/100)*IF('DBH-Upgrade'!$K$6='DBH-Upgrade'!$K$8,$CC2666,($BF2652/(($F2652-18)/100))))+((($B2652-18)/100)*$CB2666))*IF($E2652>50,IF($G2652=11,(1-(($E2652-50)*0.005)),IF($G2652=16,(1-(($E2652-50)*0.005)),IF($G2652=21,(1-(($E2652-50)*0.005)),1))),1),0)))","v":{"$error":"#VALUE!"}},0.95,0.95,0.95,100,110,147,43,47,63,1.0814556477463601E-2,1.2803672568722465E-2,2.23510220613168E-2,3.5,5.5,5.9,7.9,null,7688,null,0.8,null,null,0,13.2,15.1,21.85,null,1,1,1,100,110,147,null,0,0,0,1,{"$error":"#VALUE!"},3301,508,{"$error":"#VALUE!"},0.68521071868549555,0.65780685179925613,null,1,1,0.99999999999999978,0.99999999999999978,null,20]
["3903001010",{"$f":"'DBH-Upgrade'!$K$8-$CL2660","v":30},10,3,90,300,10,11.5,0,26,30,47.8,3696.3,{"$f":"IF($B2660>$F2660,0,IF($C2660>$G2660,0,ROUND((((($F2660-$B2660)/100)*IF('DBH-Upgrade'!$K$6='DBH-Upgrade'!$K$8,$BZ2674,($BE2660/(($F2660-18)/100))))+((($B2660-18)/100)*$CA2674))*$CE2674,0)))","v":2276},{"$f":"IF($B2660>$F2660,0,IF($C2660>$G2660,0,ROUND((((($F2660-$B2660)/100)*IF('DBH-Upgrade'!$K$6='DBH-Upgrade'!$K$8,$BZ2674,($BE2660/(($F2660-18)/100))))+((($B2660-18)/100)*$CA2674))*$CD2674,0)))","v":2513},{"$f":"IF($B2660>$F2660,0,IF($C2660>$G2660,0,ROUND(((($F2660-$B2660)/100)*IF('DBH-Upgrade'!$K$6='DBH-Upgrade'!$K$8,$BZ2674,($BE2660/(($F2660-18)/100))))+((($B2660-18)/100)*$CA2674),0)))","v":3348},1.5,1.08,1.08,1.08,3696,{"$f":"IF($B2660>$F2660,0,IF($C2660>$G2660,0,ROUND(((($F2660-$B2660)/100)*(IF('DBH-Upgrade'!$K$6='DBH-Upgrade'!$K$8,$BZ2674,($BE2660/(($F2660-18)/100))))*$CH2674)+((($B2660-18)/100)*$CA2674*$CE2674*$CG2674),0)))","v":3250},{"$f":"IF($B2660>$F2660,0,IF($C2660>$G2660,0,ROUND(((($F2660-$B2660)/100)*(IF('DBH-Upgrade'!$K$6='DBH-Upgrade'!$K$8,$BZ2674,($BE2660/(($F2660-18)/100))))*$CH2674)+((($B2660-18)/100)*$CA2674*$CD2674*$CG2674),0)))","v":3272},{"$f":"IF($B2660>$F2660,0,IF($C2660>$G2660,0,ROUND(((($F2660-$B2660)/100)*(IF('DBH-Upgrade'!$K$6='DBH-Upgrade'!$K$8,$BZ2674,($BE2660/(($F2660-18)/100))))*$CH2674)+((($B2660-18)/100)*$CA2674*$CG2674),0)))","v":3348},318,280,281,288,0.85090798634402054,0.67266331700117232,0.67710476127344887,0.70857364620714003,3.969E-4,1.7345999999999999,2,3.6734700000000002E-4,{"$f":"IF($B2660>$F2660,0,IF($C2660>$G2660,0,ROUND((((($F2660-$B2660)/100)*IF('DBH-Upgrade'!$K$6='DBH-Upgrade'!$K$8,$CC2674,($BF2660/(($F2660-18)/100))))+((($B2660-18)/100)*$CB2674))*IF($E2660>50,IF($G2660=11,(1-(($E2660-50)*0.005)),IF($G2660=16,(1-(($E2660-50)*0.005)),IF($G2660=21,(1-(($E2660-50)*0.005)),1))),1)*$CE2674,0)))","v":143},{"$f":"IF($B2660>$F2660,0,IF($C2660>$G2660,0,ROUND((((($F2660-$B2660)/100)*IF('DBH-Upgrade'!$K$6='DBH-Upgrade'!$K$8,$CC2674,($BF2660/(($F2660-18)/100))))+((($B2660-18)/100)*$CB2674))*IF($E2660>50,IF($G2660=11,(1-(($E2660-50)*0.005)),IF($G2660=16,(1-(($E2660-50)*0.005)),IF($G2660=21,(1-(($E2660-50)*0.005)),1))),1)*$CD2674,0)))","v":157},{"$f":"IF($B2660>$F2660,0,IF($C2660>$G2660,0,ROUND((((($F2660-$B2660)/100)*IF('DBH-Upgrade'!$K$6='DBH-Upgrade'!$K$8,$CC2674,($BF2660/(($F2660-18)/100))))+((($B2660-18)/100)*$CB2674))*IF($E2660>50,IF($G2660=11,(1-(($E2660-50)*0.005)),IF($G2660=16,(1-(($E2660-50)*0.005)),IF($G2660=21,(1-(($E2660-50)*0.005)),1))),1),0)))","v":210},0.98,0.98,0.98,29,32,42,12,14,18,2.1728101483736834E-3,2.8671689221875583E-3,4.5090513917669453E-3,2,5.5,5.9,7.9,null,4107,null,0.9,null,null,0,13.2,15.1,21.85,null,1,1,1,29,32,42,null,0,0,0,1,{"$error":"#VALUE!"},3682,458,{"$error":"#VALUE!"},0.75027509009945204,0.68488673514658593,null,1,1,0.99999999999999978,0.99999999999999978,null,40]
["3903002110",{"$f":"'DBH-Upgrade'!$K$8-$CL2665","v":50},10,3,90,300,21,21.5,0,26,30,47.8,9048,{"$f":"IF($B2665>$F2665,0,IF($C2665>$G2665,0,ROUND((((($F2665-$B2665)/100)*IF('DBH-Upgrade'!$K$6='DBH-Upgrade'!$K$8,$BZ2679,($BE2665/(($F2665-18)/100))))+((($B2665-18)/100)*$CA2679))*$CE2679,0)))","v":{"$error":"#VALUE!"}},{"$f":"IF($B2665>$F2665,0,IF($C2665>$G2665,0,ROUND((((($F2665-$B2665)/100)*IF('DBH-Upgrade'!$K$6='DBH-Upgrade'!$K$8,$BZ2679,($BE2665/(($F2665-18)/100))))+((($B2665-18)/100)*$CA2679))*$CD2679,0)))","v":{"$error":"#VALUE!"}},{"$f":"IF($B2665>$F2665,0,IF($C2665>$G2665,0,ROUND(((($F2665-$B2665)/100)*IF('DBH-Upgrade'!$K$6='DBH-Upgrade'!$K$8,$BZ2679,($BE2665/(($F2665-18)/100))))+((($B2665-18)/100)*$CA2679),0)))","v":{"$error":"#VALUE!"}},1.5,1.05,1.05,1.05,9048,{"$f":"IF($B2665>$F2665,0,IF($C2665>$G2665,0,ROUND(((($F2665-$B2665)/100)*(IF('DBH-Upgrade'!$K$6='DBH-Upgrade'!$K$8,$BZ2679,($BE2665/(($F2665-18)/100))))*$CH2679)+((($B2665-18)/100)*$CA2679*$CE2679*$CG2679),0)))","v":{"$error":"#VALUE!"}},{"$f":"IF($B2665>$F2665,0,IF($C2665>$G2665,0,ROUND(((($F2665-$B2665)/100)*(IF('DBH-Upgrade'!$K$6='DBH-Upgrade'!$K$8,$BZ2679,($BE2665/(($F2665-18)/100))))*$CH2679)+((($B2665-18)/100)*$CA2679*$CD2679*$CG2679),0)))","v":{"$error":"#VALUE!"}},{"$f":"IF($B2665>$F2665,0,IF($C2665>$G2665,0,ROUND(((($F2665-$B2665)/100)*(IF('DBH-Upgrade'!$K$6='DBH-Upgrade'!$K$8,$BZ2679,($BE2665/(($F2665-18)/100))))*$CH2679)+((($B2665-18)/100)*$CA2679*$CG2679),0)))","v":{"$error":"#VALUE!"}},778,{"$error":"#VALUE!"},{"$error":"#VALUE!"},{"$error":"#VALUE!"},4.4080442498571832,{"$error":"#VALUE!"},{"$error":"#VALUE!"},{"$error":"#VALUE!"},1.2760000000000001E-4,1.7219,4,5.1420100000000005E-4,{"$f":"IF($B2665>$F2665,0,IF($C2665>$G2665,0,ROUND((((($F2665-$B2665)/100)*IF('DBH-Upgrade'!$K$6='DBH-Upgrade'!$K$8,$CC2679,($BF2665/(($F2665-18)/100))))+((($B2665-18)/100)*$CB2679))*IF($E2665>50,IF($G2665=11,(1-(($E2665-50)*0.005)),IF($G2665=16,(1-(($E2665-50)*0.005)),IF($G2665=21,(1-(($E2665-50)*0.005)),1))),1)*$CE2679,0)))","v":{"$error":"#VALUE!"}},{"$f":"IF($B2665>$F2665,0,IF($C2665>$G2665,0,ROUND((((($F2665-$B2665)/100)*IF('DBH-Upgrade'!$K$6='DBH-Upgrade'!$K$8,$CC2679,($BF2665/(($F2665-18)/100))))+((($B2665-18)/100)*$CB2679))*IF($E2665>50,IF($G2665=11,(1-(($E2665-50)*0.005)),IF($G2665=16,(1-(($E2665-50)*0.005)),IF($G2665=21,(1-(($E2665-50)*0.005)),1))),1)*$CD2679,0)))","v":{"$error":"#VALUE!"}},{"$f":"IF($B2665>$F2665,0,IF($C2665>$G2665,0,ROUND((((($F2665-$B2665)/100)*IF('DBH-Upgrade'!$K$6='DBH-Upgrade'!$K$8,$CC2679,($BF2665/(($F2665-18)/100))))+((($B2665-18)/100)*$CB2679))*IF($E2665>50,IF($G2665=11,(1-(($E2665-50)*0.005)),IF($G2665=16,(1-(($E2665-50)*0.005)),IF($G2665=21,(1-(($E2665-50)*0.005)),1))),1),0)))","v":{"$error":"#VALUE!"}},0.85,0.85,0.85,158,162,240,68,70,103,4.3732234884784969E-2,4.6168716529943643E-2,9.522429032425736E-2,8,5.5,5.9,7.9,null,{"$f":"$BE1337","v":11310},null,0.8,null,null,0,13.2,15.1,21.85,null,1,1,1,158,162,240,null,0,0,0,1,{"$error":"#VALUE!"},4479,834,{"$error":"#VALUE!"},0.68190449384530405,0.65796861393376183,null,1,1,0.99999999999999978,0.99999999999999978,null,20]
["135701015",{"$f":"'DBH-Upgrade'!$K$8-$CL2672","v":70},15,1,35,70,10,11.5,0,26,30,41.1,566.1,{"$f":"IF($B2672>$F2672,0,IF($C2672>$G2672,0,ROUND((((($F2672-$B2672)/100)*IF('DBH-Upgrade'!$K$6='DBH-Upgrade'!$K$8,$BZ2686,($BE2672/(($F2672-18)/100))))+((($B2672-18)/100)*$CA2686))*$CE2686,0)))","v":0},{"$f":"IF($B2672>$F2672,0,IF($C2672>$G2672,0,ROUND((((($F2672-$B2672)/100)*IF('DBH-Upgrade'!$K$6='DBH-Upgrade'!$K$8,$BZ2686,($BE2672/(($F2672-18)/100))))+((($B2672-18)/100)*$CA2686))*$CD2686,0)))","v":0},{"$f":"IF($B2672>$F2672,0,IF($C2672>$G2672,0,ROUND(((($F2672-$B2672)/100)*IF('DBH-Upgrade'!$K$6='DBH-Upgrade'!$K$8,$BZ2686,($BE2672/(($F2672-18)/100))))+((($B2672-18)/100)*$CA2686),0)))","v":0},1.5,1.08,1.08,1.08,566,{"$f":"IF($B2672>$F2672,0,IF($C2672>$G2672,0,ROUND(((($F2672-$B2672)/100)*(IF('DBH-Upgrade'!$K$6='DBH-Upgrade'!$K$8,$BZ2686,($BE2672/(($F2672-18)/100))))*$CH2686)+((($B2672-18)/100)*$CA2686*$CE2686*$CG2686),0)))","v":0},{"$f":"IF($B2672>$F2672,0,IF($C2672>$G2672,0,ROUND(((($F2672-$B2672)/100)*(IF('DBH-Upgrade'!$K$6='DBH-Upgrade'!$K$8,$BZ2686,($BE2672/(($F2672-18)/100))))*$CH2686)+((($B2672-18)/100)*$CA2686*$CD2686*$CG2686),0)))","v":0},{"$f":"IF($B2672>$F2672,0,IF($C2672>$G2672,0,ROUND(((($F2672-$B2672)/100)*(IF('DBH-Upgrade'!$K$6='DBH-Upgrade'!$K$8,$BZ2686,($BE2672/(($F2672-18)/100))))*$CH2686)+((($B2672-18)/100)*$CA2686*$CG2686),0)))","v":0},49,0,0,0,1.2340402519542423E-2,0,0,0,3.969E-4,1.7345999999999999,2,3.6734700000000002E-4,{"$f":"IF($B2672>$F2672,0,IF($C2672>$G2672,0,ROUND((((($F2672-$B2672)/100)*IF('DBH-Upgrade'!$K$6='DBH-Upgrade'!$K$8,$CC2686,($BF2672/(($F2672-18)/100))))+((($B2672-18)/100)*$CB2686))*IF($E2672>50,IF($G2672=11,(1-(($E2672-50)*0.005)),IF($G2672=16,(1-(($E2672-50)*0.005)),IF($G2672=21,(1-(($E2672-50)*0.005)),1))),1)*$CE2686,0)))","v":0},{"$f":"IF($B2672>$F2672,0,IF($C2672>$G2672,0,ROUND((((($F2672-$B2672)/100)*IF('DBH-Upgrade'!$K$6='DBH-Upgrade'!$K$8,$CC2686,($BF2672/(($F2672-18)/100))))+((($B2672-18)/100)*$CB2686))*IF($E2672>50,IF($G2672=11,(1-(($E2672-50)*0.005)),IF($G2672=16,(1-(($E2672-50)*0.005)),IF($G2672=21,(1-(($E2672-50)*0.005)),1))),1)*$CD2686,0)))","v":0},{"$f":"IF($B2672>$F2672,0,IF($C2672>$G2672,0,ROUND((((($F2672-$B2672)/100)*IF('DBH-Upgrade'!$K$6='DBH-Upgrade'!$K$8,$CC2686,($BF2672/(($F2672-18)/100))))+((($B2672-18)/100)*$CB2686))*IF($E2672>50,IF($G2672=11,(1-(($E2672-50)*0.005)),IF($G2672=16,(1-(($E2672-50)*0.005)),IF($G2672=21,(1-(($E2672-50)*0.005)),1))),1),0)))","v":0},0.98,0.98,0.98,0,0,0,0,0,0,0,0,0,0.5,5.5,5.9,7.9,null,629,null,0.9,null,null,0,13.2,15.1,21.85,null,1,1,1,0,0,0,null,0,0,0,1,{"$error":"#VALUE!"},3682,458,{"$error":"#VALUE!"},0.75077946095441817,0.68,null,1,1,0.99999999999999978,0.99999999999999978,null,0]
["135801515",{"$f":"'DBH-Upgrade'!$K$8-$CL2680","v":70},15,1,35,80,15,16.5,0,26,30,42.4,940.80000000000007,{"$f":"IF($B2680>$F2680,0,IF($C2680>$G2680,0,ROUND((((($F2680-$B2680)/100)*IF('DBH-Upgrade'!$K$6='DBH-Upgrade'!$K$8,$BZ2694,($BE2680/(($F2680-18)/100))))+((($B2680-18)/100)*$CA2694))*$CE2694,0)))","v":1283},{"$f":"IF($B2680>$F2680,0,IF($C2680>$G2680,0,ROUND((((($F2680-$B2680)/100)*IF('DBH-Upgrade'!$K$6='DBH-Upgrade'!$K$8,$BZ2694,($BE2680/(($F2680-18)/100))))+((($B2680-18)/100)*$CA2694))*$CD2694,0)))","v":1375},{"$f":"IF($B2680>$F2680,0,IF($C2680>$G2680,0,ROUND(((($F2680-$B2680)/100)*IF('DBH-Upgrade'!$K$6='DBH-Upgrade'!$K$8,$BZ2694,($BE2680/(($F2680-18)/100))))+((($B2680-18)/100)*$CA2694),0)))","v":1845},1.5,1.08,1.08,1.08,941,{"$f":"IF($B2680>$F2680,0,IF($C2680>$G2680,0,ROUND(((($F2680-$B2680)/100)*(IF('DBH-Upgrade'!$K$6='DBH-Upgrade'!$K$8,$BZ2694,($BE2680/(($F2680-18)/100))))*$CH2694)+((($B2680-18)/100)*$CA2694*$CE2694*$CG2694),0)))","v":1332},{"$f":"IF($B2680>$F2680,0,IF($C2680>$G2680,0,ROUND(((($F2680-$B2680)/100)*(IF('DBH-Upgrade'!$K$6='DBH-Upgrade'!$K$8,$BZ2694,($BE2680/(($F2680-18)/100))))*$CH2694)+((($B2680-18)/100)*$CA2694*$CD2694*$CG2694),0)))","v":1416},{"$f":"IF($B2680>$F2680,0,IF($C2680>$G2680,0,ROUND(((($F2680-$B2680)/100)*(IF('DBH-Upgrade'!$K$6='DBH-Upgrade'!$K$8,$BZ2694,($BE2680/(($F2680-18)/100))))*$CH2694)+((($B2680-18)/100)*$CA2694*$CG2694),0)))","v":1845},81,115,122,159,3.4919481101378581E-2,6.9416104045646312E-2,7.7949895746402195E-2,0.13113302092153048,2.0829999999999999E-4,1.724,2,4.6182900000000003E-4,{"$f":"IF($B2680>$F2680,0,IF($C2680>$G2680,0,ROUND((((($F2680-$B2680)/100)*IF('DBH-Upgrade'!$K$6='DBH-Upgrade'!$K$8,$CC2694,($BF2680/(($F2680-18)/100))))+((($B2680-18)/100)*$CB2694))*IF($E2680>50,IF($G2680=11,(1-(($E2680-50)*0.005)),IF($G2680=16,(1-(($E2680-50)*0.005)),IF($G2680=21,(1-(($E2680-50)*0.005)),1))),1)*$CE2694,0)))","v":164},{"$f":"IF($B2680>$F2680,0,IF($C2680>$G2680,0,ROUND((((($F2680-$B2680)/100)*IF('DBH-Upgrade'!$K$6='DBH-Upgrade'!$K$8,$CC2694,($BF2680/(($F2680-18)/100))))+((($B2680-18)/100)*$CB2694))*IF($E2680>50,IF($G2680=11,(1-(($E2680-50)*0.005)),IF($G2680=16,(1-(($E2680-50)*0.005)),IF($G2680=21,(1-(($E2680-50)*0.005)),1))),1)*$CD2694,0)))","v":176},{"$f":"IF($B2680>$F2680,0,IF($C2680>$G2680,0,ROUND((((($F2680-$B2680)/100)*IF('DBH-Upgrade'!$K$6='DBH-Upgrade'!$K$8,$CC2694,($BF2680/(($F2680-18)/100))))+((($B2680-18)/100)*$CB2694))*IF($E2680>50,IF($G2680=11,(1-(($E2680-50)*0.005)),IF($G2680=16,(1-(($E2680-50)*0.005)),IF($G2680=21,(1-(($E2680-50)*0.005)),1))),1),0)))","v":236},1.01,1.01,1.01,160,171,230,69,74,99,2.5510933700933026E-2,2.9254960874191431E-2,5.1743136838009005E-2,0.8,5.5,5.9,7.9,null,1176,null,0.8,null,null,0,13.2,15.1,21.85,null,1,1,1,160,171,230,null,0,0,0,1,{"$error":"#VALUE!"},0,0,{"$error":"#VALUE!"},0.8452517014716241,0.78929861482598995,null,1,1,0.99999999999999978,0.99999999999999978,null,0]
["135901115",{"$f":"'DBH-Upgrade'!$K$8-$CL2685","v":70},15,1,35,90,11,11.5,0,26,30,43.3,731.68000000000006,{"$f":"IF($B2685>$F2685,0,IF($C2685>$G2685,0,ROUND((((($F2685-$B2685)/100)*IF('DBH-Upgrade'!$K$6='DBH-Upgrade'!$K$8,$BZ2699,($BE2685/(($F2685-18)/100))))+((($B2685-18)/100)*$CA2699))*$CE2699,0)))","v":0},{"$f":"IF($B2685>$F2685,0,IF($C2685>$G2685,0,ROUND((((($F2685-$B2685)/100)*IF('DBH-Upgrade'!$K$6='DBH-Upgrade'!$K$8,$BZ2699,($BE2685/(($F2685-18)/100))))+((($B2685-18)/100)*$CA2699))*$CD2699,0)))","v":0},{"$f":"IF($B2685>$F2685,0,IF($C2685>$G2685,0,ROUND(((($F2685-$B2685)/100)*IF('DBH-Upgrade'!$K$6='DBH-Upgrade'!$K$8,$BZ2699,($BE2685/(($F2685-18)/100))))+((($B2685-18)/100)*$CA2699),0)))","v":0},1.5,1.1000000000000001,1.1000000000000001,1.1000000000000001,732,{"$f":"IF($B2685>$F2685,0,IF($C2685>$G2685,0,ROUND(((($F2685-$B2685)/100)*(IF('DBH-Upgrade'!$K$6='DBH-Upgrade'!$K$8,$BZ2699,($BE2685/(($F2685-18)/100))))*$CH2699)+((($B2685-18)/100)*$CA2699*$CE2699*$CG2699),0)))","v":0},{"$f":"IF($B2685>$F2685,0,IF($C2685>$G2685,0,ROUND(((($F2685-$B2685)/100)*(IF('DBH-Upgrade'!$K$6='DBH-Upgrade'!$K$8,$BZ2699,($BE2685/(($F2685-18)/100))))*$CH2699)+((($B2685-18)/100)*$CA2699*$CD2699*$CG2699),0)))","v":0},{"$f":"IF($B2685>$F2685,0,IF($C2685>$G2685,0,ROUND(((($F2685-$B2685)/100)*(IF('DBH-Upgrade'!$K$6='DBH-Upgrade'!$K$8,$BZ2699,($BE2685/(($F2685-18)/100))))*$CH2699)+((($B2685-18)/100)*$CA2699*$CG2699),0)))","v":0},63,0,0,0,3.7883850543624739E-2,0,0,0,3.969E-4,1.7345999999999999,4,5.7428799999999995E-4,{"$f":"IF($B2685>$F2685,0,IF($C2685>$G2685,0,ROUND((((($F2685-$B2685)/100)*IF('DBH-Upgrade'!$K$6='DBH-Upgrade'!$K$8,$CC2699,($BF2685/(($F2685-18)/100))))+((($B2685-18)/100)*$CB2699))*IF($E2685>50,IF($G2685=11,(1-(($E2685-50)*0.005)),IF($G2685=16,(1-(($E2685-50)*0.005)),IF($G2685=21,(1-(($E2685-50)*0.005)),1))),1)*$CE2699,0)))","v":0},{"$f":"IF($B2685>$F2685,0,IF($C2685>$G2685,0,ROUND((((($F2685-$B2685)/100)*IF('DBH-Upgrade'!$K$6='DBH-Upgrade'!$K$8,$CC2699,($BF2685/(($F2685-18)/100))))+((($B2685-18)/100)*$CB2699))*IF($E2685>50,IF($G2685=11,(1-(($E2685-50)*0.005)),IF($G2685=16,(1-(($E2685-50)*0.005)),IF($G2685=21,(1-(($E2685-50)*0.005)),1))),1)*$CD2699,0)))","v":0},{"$f":"IF($B2685>$F2685,0,IF($C2685>$G2685,0,ROUND((((($F2685-$B2685)/100)*IF('DBH-Upgrade'!$K$6='DBH-Upgrade'!$K$8,$CC2699,($BF2685/(($F2685-18)/100))))+((($B2685-18)/100)*$CB2699))*IF($E2685>50,IF($G2685=11,(1-(($E2685-50)*0.005)),IF($G2685=16,(1-(($E2685-50)*0.005)),IF($G2685=21,(1-(($E2685-50)*0.005)),1))),1),0)))","v":0},0.95,0.95,0.95,0,0,0,0,0,0,0,0,0,1.2,5.5,5.9,7.9,null,1076,null,0.68,null,null,0,13.2,15.1,21.85,null,1,1,1,0,0,0,null,0,0,0,1,2489,6098,791,92,0.75555534806492441,0.70383877729866806,null,1,1,0.99999999999999978,0.99999999999999978,null,0]
["1351002015",{"$f":"'DBH-Upgrade'!$K$8-$CL2694","v":70},15,1,35,100,20,21.5,0,26,30,44.1,1648,{"$f":"IF($B2694>$F2694,0,IF($C2694>$G2694,0,ROUND((((($F2694-$B2694)/100)*IF('DBH-Upgrade'!$K$6='DBH-Upgrade'!$K$8,$BZ2708,($BE2694/(($F2694-18)/100))))+((($B2694-18)/100)*$CA2708))*$CE2708,0)))","v":2119},{"$f":"IF($B2694>$F2694,0,IF($C2694>$G2694,0,ROUND((((($F2694-$B2694)/100)*IF('DBH-Upgrade'!$K$6='DBH-Upgrade'!$K$8,$BZ2708,($BE2694/(($F2694-18)/100))))+((($B2694-18)/100)*$CA2708))*$CD2708,0)))","v":2282},{"$f":"IF($B2694>$F2694,0,IF($C2694>$G2694,0,ROUND(((($F2694-$B2694)/100)*IF('DBH-Upgrade'!$K$6='DBH-Upgrade'!$K$8,$BZ2708,($BE2694/(($F2694-18)/100))))+((($B2694-18)/100)*$CA2708),0)))","v":2802},1.5,1.08,1.08,1.08,1648,{"$f":"IF($B2694>$F2694,0,IF($C2694>$G2694,0,ROUND(((($F2694-$B2694)/100)*(IF('DBH-Upgrade'!$K$6='DBH-Upgrade'!$K$8,$BZ2708,($BE2694/(($F2694-18)/100))))*$CH2708)+((($B2694-18)/100)*$CA2708*$CE2708*$CG2708),0)))","v":2287},{"$f":"IF($B2694>$F2694,0,IF($C2694>$G2694,0,ROUND(((($F2694-$B2694)/100)*(IF('DBH-Upgrade'!$K$6='DBH-Upgrade'!$K$8,$BZ2708,($BE2694/(($F2694-18)/100))))*$CH2708)+((($B2694-18)/100)*$CA2708*$CD2708*$CG2708),0)))","v":2410},{"$f":"IF($B2694>$F2694,0,IF($C2694>$G2694,0,ROUND(((($F2694-$B2694)/100)*(IF('DBH-Upgrade'!$K$6='DBH-Upgrade'!$K$8,$BZ2708,($BE2694/(($F2694-18)/100))))*$CH2708)+((($B2694-18)/100)*$CA2708*$CG2708),0)))","v":2802},142,197,207,241,8.5300466892503535E-2,0.1623528790346003,0.17896508626109381,0.24141516857472908,1.2760000000000001E-4,1.7219,2,3.76611E-4,{"$f":"IF($B2694>$F2694,0,IF($C2694>$G2694,0,ROUND((((($F2694-$B2694)/100)*IF('DBH-Upgrade'!$K$6='DBH-Upgrade'!$K$8,$CC2708,($BF2694/(($F2694-18)/100))))+((($B2694-18)/100)*$CB2708))*IF($E2694>50,IF($G2694=11,(1-(($E2694-50)*0.005)),IF($G2694=16,(1-(($E2694-50)*0.005)),IF($G2694=21,(1-(($E2694-50)*0.005)),1))),1)*$CE2708,0)))","v":215},{"$f":"IF($B2694>$F2694,0,IF($C2694>$G2694,0,ROUND((((($F2694-$B2694)/100)*IF('DBH-Upgrade'!$K$6='DBH-Upgrade'!$K$8,$CC2708,($BF2694/(($F2694-18)/100))))+((($B2694-18)/100)*$CB2708))*IF($E2694>50,IF($G2694=11,(1-(($E2694-50)*0.005)),IF($G2694=16,(1-(($E2694-50)*0.005)),IF($G2694=21,(1-(($E2694-50)*0.005)),1))),1)*$CD2708,0)))","v":232},{"$f":"IF($B2694>$F2694,0,IF($C2694>$G2694,0,ROUND((((($F2694-$B2694)/100)*IF('DBH-Upgrade'!$K$6='DBH-Upgrade'!$K$8,$CC2708,($BF2694/(($F2694-18)/100))))+((($B2694-18)/100)*$CB2708))*IF($E2694>50,IF($G2694=11,(1-(($E2694-50)*0.005)),IF($G2694=16,(1-(($E2694-50)*0.005)),IF($G2694=21,(1-(($E2694-50)*0.005)),1))),1),0)))","v":284},0.95,0.95,0.95,197,213,261,85,92,112,3.116215570019424E-2,3.6391431986644886E-2,5.352708778016281E-2,1.3,5.5,5.9,7.9,null,2060,null,0.8,null,null,0,13.2,15.1,21.85,null,1,1,1,197,213,261,null,0,0,0,1,1615,3238,442,63,0.74531089933631789,0.69504144552059222,null,1,1,0.99999999999999978,0.99999999999999978,null,0]
["1351102015",{"$f":"'DBH-Upgrade'!$K$8-$CL2700","v":60},15,1,35,110,20,21.5,0,26,30,44.1,1812.8000000000002,{"$f":"IF($B2700>$F2700,0,IF($C2700>$G2700,0,ROUND((((($F2700-$B2700)/100)*IF('DBH-Upgrade'!$K$6='DBH-Upgrade'!$K$8,$BZ2714,($BE2700/(($F2700-18)/100))))+((($B2700-18)/100)*$CA2714))*$CE2714,0)))","v":2159},{"$f":"IF($B2700>$F2700,0,IF($C2700>$G2700,0,ROUND((((($F2700-$B2700)/100)*IF('DBH-Upgrade'!$K$6='DBH-Upgrade'!$K$8,$BZ2714,($BE2700/(($F2700-18)/100))))+((($B2700-18)/100)*$CA2714))*$CD2714,0)))","v":2326},{"$f":"IF($B2700>$F2700,0,IF($C2700>$G2700,0,ROUND(((($F2700-$B2700)/100)*IF('DBH-Upgrade'!$K$6='DBH-Upgrade'!$K$8,$BZ2714,($BE2700/(($F2700-18)/100))))+((($B2700-18)/100)*$CA2714),0)))","v":2855},1.5,1.08,1.08,1.08,1813,{"$f":"IF($B2700>$F2700,0,IF($C2700>$G2700,0,ROUND(((($F2700-$B2700)/100)*(IF('DBH-Upgrade'!$K$6='DBH-Upgrade'!$K$8,$BZ2714,($BE2700/(($F2700-18)/100))))*$CH2714)+((($B2700-18)/100)*$CA2714*$CE2714*$CG2714),0)))","v":2439},{"$f":"IF($B2700>$F2700,0,IF($C2700>$G2700,0,ROUND(((($F2700-$B2700)/100)*(IF('DBH-Upgrade'!$K$6='DBH-Upgrade'!$K$8,$BZ2714,($BE2700/(($F2700-18)/100))))*$CH2714)+((($B2700-18)/100)*$CA2714*$CD2714*$CG2714),0)))","v":2539},{"$f":"IF($B2700>$F2700,0,IF($C2700>$G2700,0,ROUND(((($F2700-$B2700)/100)*(IF('DBH-Upgrade'!$K$6='DBH-Upgrade'!$K$8,$BZ2714,($BE2700/(($F2700-18)/100))))*$CH2714)+((($B2700-18)/100)*$CA2714*$CG2714),0)))","v":2855},156,210,218,246,0.10410485526141669,0.18659758319188915,0.20081967241888679,0.25464965776887316,1.2760000000000001E-4,1.7219,2,3.76611E-4,{"$f":"IF($B2700>$F2700,0,IF($C2700>$G2700,0,ROUND((((($F2700-$B2700)/100)*IF('DBH-Upgrade'!$K$6='DBH-Upgrade'!$K$8,$CC2714,($BF2700/(($F2700-18)/100))))+((($B2700-18)/100)*$CB2714))*IF($E2700>50,IF($G2700=11,(1-(($E2700-50)*0.005)),IF($G2700=16,(1-(($E2700-50)*0.005)),IF($G2700=21,(1-(($E2700-50)*0.005)),1))),1)*$CE2714,0)))","v":189},{"$f":"IF($B2700>$F2700,0,IF($C2700>$G2700,0,ROUND((((($F2700-$B2700)/100)*IF('DBH-Upgrade'!$K$6='DBH-Upgrade'!$K$8,$CC2714,($BF2700/(($F2700-18)/100))))+((($B2700-18)/100)*$CB2714))*IF($E2700>50,IF($G2700=11,(1-(($E2700-50)*0.005)),IF($G2700=16,(1-(($E2700-50)*0.005)),IF($G2700=21,(1-(($E2700-50)*0.005)),1))),1)*$CD2714,0)))","v":204},{"$f":"IF($B2700>$F2700,0,IF($C2700>$G2700,0,ROUND((((($F2700-$B2700)/100)*IF('DBH-Upgrade'!$K$6='DBH-Upgrade'!$K$8,$CC2714,($BF2700/(($F2700-18)/100))))+((($B2700-18)/100)*$CB2714))*IF($E2700>50,IF($G2700=11,(1-(($E2700-50)*0.005)),IF($G2700=16,(1-(($E2700-50)*0.005)),IF($G2700=21,(1-(($E2700-50)*0.005)),1))),1),0)))","v":250},0.95,0.95,0.95,159,172,211,68,74,91,2.0485695911409248E-2,2.4166193401970099E-2,3.6210676740827681E-2,1.5,5.5,5.9,7.9,null,2266,null,0.8,null,null,0,13.2,15.1,21.85,null,1,1,1,159,172,211,null,0,0,0,1,1615,3238,442,63,0.73429802939744349,0.68540112539231846,null,1,1,0.99999999999999978,0.99999999999999978,null,10]
["1351201615",{"$f":"'DBH-Upgrade'!$K$8-$CL2705","v":70},15,1,35,120,16,16.5,0,26,30,44.8,1300.1600000000001,{"$f":"IF($B2705>$F2705,0,IF($C2705>$G2705,0,ROUND((((($F2705-$B2705)/100)*IF('DBH-Upgrade'!$K$6='DBH-Upgrade'!$K$8,$BZ2719,($BE2705/(($F2705-18)/100))))+((($B2705-18)/100)*$CA2719))*$CE2719,0)))","v":2739},{"$f":"IF($B2705>$F2705,0,IF($C2705>$G2705,0,ROUND((((($F2705-$B2705)/100)*IF('DBH-Upgrade'!$K$6='DBH-Upgrade'!$K$8,$BZ2719,($BE2705/(($F2705-18)/100))))+((($B2705-18)/100)*$CA2719))*$CD2719,0)))","v":2934},{"$f":"IF($B2705>$F2705,0,IF($C2705>$G2705,0,ROUND(((($F2705-$B2705)/100)*IF('DBH-Upgrade'!$K$6='DBH-Upgrade'!$K$8,$BZ2719,($BE2705/(($F2705-18)/100))))+((($B2705-18)/100)*$CA2719),0)))","v":4081},1.5,1.1000000000000001,1.1000000000000001,1.1000000000000001,1300,{"$f":"IF($B2705>$F2705,0,IF($C2705>$G2705,0,ROUND(((($F2705-$B2705)/100)*(IF('DBH-Upgrade'!$K$6='DBH-Upgrade'!$K$8,$BZ2719,($BE2705/(($F2705-18)/100))))*$CH2719)+((($B2705-18)/100)*$CA2719*$CE2719*$CG2719),0)))","v":3272},{"$f":"IF($B2705>$F2705,0,IF($C2705>$G2705,0,ROUND(((($F2705-$B2705)/100)*(IF('DBH-Upgrade'!$K$6='DBH-Upgrade'!$K$8,$BZ2719,($BE2705/(($F2705-18)/100))))*$CH2719)+((($B2705-18)/100)*$CA2719*$CD2719*$CG2719),0)))","v":3389},{"$f":"IF($B2705>$F2705,0,IF($C2705>$G2705,0,ROUND(((($F2705-$B2705)/100)*(IF('DBH-Upgrade'!$K$6='DBH-Upgrade'!$K$8,$BZ2719,($BE2705/(($F2705-18)/100))))*$CH2719)+((($B2705-18)/100)*$CA2719*$CG2719),0)))","v":4081},112,281,291,351,0.20062781965016541,1.2213883617545747,1.3083873769951244,1.8923606762894036,2.0829999999999999E-4,1.724,4,1.392796E-3,{"$f":"IF($B2705>$F2705,0,IF($C2705>$G2705,0,ROUND((((($F2705-$B2705)/100)*IF('DBH-Upgrade'!$K$6='DBH-Upgrade'!$K$8,$CC2719,($BF2705/(($F2705-18)/100))))+((($B2705-18)/100)*$CB2719))*IF($E2705>50,IF($G2705=11,(1-(($E2705-50)*0.005)),IF($G2705=16,(1-(($E2705-50)*0.005)),IF($G2705=21,(1-(($E2705-50)*0.005)),1))),1)*$CE2719,0)))","v":278},{"$f":"IF($B2705>$F2705,0,IF($C2705>$G2705,0,ROUND((((($F2705-$B2705)/100)*IF('DBH-Upgrade'!$K$6='DBH-Upgrade'!$K$8,$CC2719,($BF2705/(($F2705-18)/100))))+((($B2705-18)/100)*$CB2719))*IF($E2705>50,IF($G2705=11,(1-(($E2705-50)*0.005)),IF($G2705=16,(1-(($E2705-50)*0.005)),IF($G2705=21,(1-(($E2705-50)*0.005)),1))),1)*$CD2719,0)))","v":298},{"$f":"IF($B2705>$F2705,0,IF($C2705>$G2705,0,ROUND((((($F2705-$B2705)/100)*IF('DBH-Upgrade'!$K$6='DBH-Upgrade'!$K$8,$CC2719,($BF2705/(($F2705-18)/100))))+((($B2705-18)/100)*$CB2719))*IF($E2705>50,IF($G2705=11,(1-(($E2705-50)*0.005)),IF($G2705=16,(1-(($E2705-50)*0.005)),IF($G2705=21,(1-(($E2705-50)*0.005)),1))),1),0)))","v":415},0.95,0.95,0.95,253,271,377,109,117,162,0.1902333687724167,0.21855631451627069,0.41378522563377351,2.4,5.5,5.9,7.9,null,1912,null,0.68,null,null,0,13.2,15.1,21.85,null,1,1,1,253,271,377,null,0,0,0,1,{"$error":"#VALUE!"},0,0,{"$error":"#VALUE!"},0.81466996609637188,0.75619868948084668,null,1,1,0.99999999999999978,0.99999999999999978,null,0]
["1351401115",{"$f":"'DBH-Upgrade'!$K$8-$CL2709","v":70},15,1,35,140,11,11.5,0,26,30,45.4,1138.3200000000002,{"$f":"IF($B2709>$F2709,0,IF($C2709>$G2709,0,ROUND((((($F2709-$B2709)/100)*IF('DBH-Upgrade'!$K$6='DBH-Upgrade'!$K$8,$BZ2723,($BE2709/(($F2709-18)/100))))+((($B2709-18)/100)*$CA2723))*$CE2723,0)))","v":0},{"$f":"IF($B2709>$F2709,0,IF($C2709>$G2709,0,ROUND((((($F2709-$B2709)/100)*IF('DBH-Upgrade'!$K$6='DBH-Upgrade'!$K$8,$BZ2723,($BE2709/(($F2709-18)/100))))+((($B2709-18)/100)*$CA2723))*$CD2723,0)))","v":0},{"$f":"IF($B2709>$F2709,0,IF($C2709>$G2709,0,ROUND(((($F2709-$B2709)/100)*IF('DBH-Upgrade'!$K$6='DBH-Upgrade'!$K$8,$BZ2723,($BE2709/(($F2709-18)/100))))+((($B2709-18)/100)*$CA2723),0)))","v":0},1.5,1.1000000000000001,1.1000000000000001,1.1000000000000001,1138,{"$f":"IF($B2709>$F2709,0,IF($C2709>$G2709,0,ROUND(((($F2709-$B2709)/100)*(IF('DBH-Upgrade'!$K$6='DBH-Upgrade'!$K$8,$BZ2723,($BE2709/(($F2709-18)/100))))*$CH2723)+((($B2709-18)/100)*$CA2723*$CE2723*$CG2723),0)))","v":0},{"$f":"IF($B2709>$F2709,0,IF($C2709>$G2709,0,ROUND(((($F2709-$B2709)/100)*(IF('DBH-Upgrade'!$K$6='DBH-Upgrade'!$K$8,$BZ2723,($BE2709/(($F2709-18)/100))))*$CH2723)+((($B2709-18)/100)*$CA2723*$CD2723*$CG2723),0)))","v":0},{"$f":"IF($B2709>$F2709,0,IF($C2709>$G2709,0,ROUND(((($F2709-$B2709)/100)*(IF('DBH-Upgrade'!$K$6='DBH-Upgrade'!$K$8,$BZ2723,($BE2709/(($F2709-18)/100))))*$CH2723)+((($B2709-18)/100)*$CA2723*$CG2723),0)))","v":0},98,0,0,0,0.10963396052277664,0,0,0,3.969E-4,1.7345999999999999,4,5.7428799999999995E-4,{"$f":"IF($B2709>$F2709,0,IF($C2709>$G2709,0,ROUND((((($F2709-$B2709)/100)*IF('DBH-Upgrade'!$K$6='DBH-Upgrade'!$K$8,$CC2723,($BF2709/(($F2709-18)/100))))+((($B2709-18)/100)*$CB2723))*IF($E2709>50,IF($G2709=11,(1-(($E2709-50)*0.005)),IF($G2709=16,(1-(($E2709-50)*0.005)),IF($G2709=21,(1-(($E2709-50)*0.005)),1))),1)*$CE2723,0)))","v":0},{"$f":"IF($B2709>$F2709,0,IF($C2709>$G2709,0,ROUND((((($F2709-$B2709)/100)*IF('DBH-Upgrade'!$K$6='DBH-Upgrade'!$K$8,$CC2723,($BF2709/(($F2709-18)/100))))+((($B2709-18)/100)*$CB2723))*IF($E2709>50,IF($G2709=11,(1-(($E2709-50)*0.005)),IF($G2709=16,(1-(($E2709-50)*0.005)),IF($G2709=21,(1-(($E2709-50)*0.005)),1))),1)*$CD2723,0)))","v":0},{"$f":"IF($B2709>$F2709,0,IF($C2709>$G2709,0,ROUND((((($F2709-$B2709)/100)*IF('DBH-Upgrade'!$K$6='DBH-Upgrade'!$K$8,$CC2723,($BF2709/(($F2709-18)/100))))+((($B2709-18)/100)*$CB2723))*IF($E2709>50,IF($G2709=11,(1-(($E2709-50)*0.005)),IF($G2709=16,(1-(($E2709-50)*0.005)),IF($G2709=21,(1-(($E2709-50)*0.005)),1))),1),0)))","v":0},0.95,0.95,0.95,0,0,0,0,0,0,0,0,0,1.9,5.5,5.9,7.9,null,1674,null,0.68,null,null,0,13.2,15.1,21.85,null,1,1,1,0,0,0,null,0,0,0,1,2489,6098,791,92,0.72541359909535208,0.67746340042029107,null,1,1,0.99999999999999978,0.99999999999999978,null,0]
["1351601615",{"$f":"'DBH-Upgrade'!$K$8-$CL2717","v":70},15,1,35,160,16,16.5,0,26,30,46.4,1733.3200000000002,{"$f":"IF($B2717>$F2717,0,IF($C2717>$G2717,0,ROUND((((($F2717-$B2717)/100)*IF('DBH-Upgrade'!$K$6='DBH-Upgrade'!$K$8,$BZ2731,($BE2717/(($F2717-18)/100))))+((($B2717-18)/100)*$CA2731))*$CE2731,0)))","v":3533},{"$f":"IF($B2717>$F2717,0,IF($C2717>$G2717,0,ROUND((((($F2717-$B2717)/100)*IF('DBH-Upgrade'!$K$6='DBH-Upgrade'!$K$8,$BZ2731,($BE2717/(($F2717-18)/100))))+((($B2717-18)/100)*$CA2731))*$CD2731,0)))","v":3772},{"$f":"IF($B2717>$F2717,0,IF($C2717>$G2717,0,ROUND(((($F2717-$B2717)/100)*IF('DBH-Upgrade'!$K$6='DBH-Upgrade'!$K$8,$BZ2731,($BE2717/(($F2717-18)/100))))+((($B2717-18)/100)*$CA2731),0)))","v":5376},1.5,1.1000000000000001,1.1000000000000001,1.1000000000000001,1733,{"$f":"IF($B2717>$F2717,0,IF($C2717>$G2717,0,ROUND(((($F2717-$B2717)/100)*(IF('DBH-Upgrade'!$K$6='DBH-Upgrade'!$K$8,$BZ2731,($BE2717/(($F2717-18)/100))))*$CH2731)+((($B2717-18)/100)*$CA2731*$CE2731*$CG2731),0)))","v":4532},{"$f":"IF($B2717>$F2717,0,IF($C2717>$G2717,0,ROUND(((($F2717-$B2717)/100)*(IF('DBH-Upgrade'!$K$6='DBH-Upgrade'!$K$8,$BZ2731,($BE2717/(($F2717-18)/100))))*$CH2731)+((($B2717-18)/100)*$CA2731*$CD2731*$CG2731),0)))","v":4642},{"$f":"IF($B2717>$F2717,0,IF($C2717>$G2717,0,ROUND(((($F2717-$B2717)/100)*(IF('DBH-Upgrade'!$K$6='DBH-Upgrade'!$K$8,$BZ2731,($BE2717/(($F2717-18)/100))))*$CH2731)+((($B2717-18)/100)*$CA2731*$CG2731),0)))","v":5376},149,390,399,462,0.36936032293616439,2.4245171426664598,2.5354197823012985,3.3800200336202448,2.0829999999999999E-4,1.724,4,1.392796E-3,{"$f":"IF($B2717>$F2717,0,IF($C2717>$G2717,0,ROUND((((($F2717-$B2717)/100)*IF('DBH-Upgrade'!$K$6='DBH-Upgrade'!$K$8,$CC2731,($BF2717/(($F2717-18)/100))))+((($B2717-18)/100)*$CB2731))*IF($E2717>50,IF($G2717=11,(1-(($E2717-50)*0.005)),IF($G2717=16,(1-(($E2717-50)*0.005)),IF($G2717=21,(1-(($E2717-50)*0.005)),1))),1)*$CE2731,0)))","v":292},{"$f":"IF($B2717>$F2717,0,IF($C2717>$G2717,0,ROUND((((($F2717-$B2717)/100)*IF('DBH-Upgrade'!$K$6='DBH-Upgrade'!$K$8,$CC2731,($BF2717/(($F2717-18)/100))))+((($B2717-18)/100)*$CB2731))*IF($E2717>50,IF($G2717=11,(1-(($E2717-50)*0.005)),IF($G2717=16,(1-(($E2717-50)*0.005)),IF($G2717=21,(1-(($E2717-50)*0.005)),1))),1)*$CD2731,0)))","v":312},{"$f":"IF($B2717>$F2717,0,IF($C2717>$G2717,0,ROUND((((($F2717-$B2717)/100)*IF('DBH-Upgrade'!$K$6='DBH-Upgrade'!$K$8,$CC2731,($BF2717/(($F2717-18)/100))))+((($B2717-18)/100)*$CB2731))*IF($E2717>50,IF($G2717=11,(1-(($E2717-50)*0.005)),IF($G2717=16,(1-(($E2717-50)*0.005)),IF($G2717=21,(1-(($E2717-50)*0.005)),1))),1),0)))","v":445},0.95,0.95,0.95,248,264,377,107,114,162,0.19375153775746073,0.21919381104157631,0.43483460102717264,3.2,5.5,5.9,7.9,null,2549,null,0.68,null,null,0,13.2,15.1,21.85,null,1,1,1,248,264,377,null,0,0,0,1,{"$error":"#VALUE!"},0,0,{"$error":"#VALUE!"},0.80301038786259926,0.74330306539663082,null,1,1,0.99999999999999978,0.99999999999999978,null,0]
["1351802115",{"$f":"'DBH-Upgrade'!$K$8-$CL2725","v":50},15,1,35,180,21,21.5,0,26,30,46.4,3044,{"$f":"IF($B2725>$F2725,0,IF($C2725>$G2725,0,ROUND((((($F2725-$B2725)/100)*IF('DBH-Upgrade'!$K$6='DBH-Upgrade'!$K$8,$BZ2739,($BE2725/(($F2725-18)/100))))+((($B2725-18)/100)*$CA2739))*$CE2739,0)))","v":3408},{"$f":"IF($B2725>$F2725,0,IF($C2725>$G2725,0,ROUND((((($F2725-$B2725)/100)*IF('DBH-Upgrade'!$K$6='DBH-Upgrade'!$K$8,$BZ2739,($BE2725/(($F2725-18)/100))))+((($B2725-18)/100)*$CA2739))*$CD2739,0)))","v":3639},{"$f":"IF($B2725>$F2725,0,IF($C2725>$G2725,0,ROUND(((($F2725-$B2725)/100)*IF('DBH-Upgrade'!$K$6='DBH-Upgrade'!$K$8,$BZ2739,($BE2725/(($F2725-18)/100))))+((($B2725-18)/100)*$CA2739),0)))","v":5187},1.5,1.05,1.05,1.05,3044,{"$f":"IF($B2725>$F2725,0,IF($C2725>$G2725,0,ROUND(((($F2725-$B2725)/100)*(IF('DBH-Upgrade'!$K$6='DBH-Upgrade'!$K$8,$BZ2739,($BE2725/(($F2725-18)/100))))*$CH2739)+((($B2725-18)/100)*$CA2739*$CE2739*$CG2739),0)))","v":4518},{"$f":"IF($B2725>$F2725,0,IF($C2725>$G2725,0,ROUND(((($F2725-$B2725)/100)*(IF('DBH-Upgrade'!$K$6='DBH-Upgrade'!$K$8,$BZ2739,($BE2725/(($F2725-18)/100))))*$CH2739)+((($B2725-18)/100)*$CA2739*$CD2739*$CG2739),0)))","v":4605},{"$f":"IF($B2725>$F2725,0,IF($C2725>$G2725,0,ROUND(((($F2725-$B2725)/100)*(IF('DBH-Upgrade'!$K$6='DBH-Upgrade'!$K$8,$BZ2739,($BE2725/(($F2725-18)/100))))*$CH2739)+((($B2725-18)/100)*$CA2739*$CG2739),0)))","v":5187},262,389,396,446,0.46676528689987501,1.0012206018209007,1.0363546405529349,1.3044270131863041,1.2760000000000001E-4,1.7219,4,5.1420100000000005E-4,{"$f":"IF($B2725>$F2725,0,IF($C2725>$G2725,0,ROUND((((($F2725-$B2725)/100)*IF('DBH-Upgrade'!$K$6='DBH-Upgrade'!$K$8,$CC2739,($BF2725/(($F2725-18)/100))))+((($B2725-18)/100)*$CB2739))*IF($E2725>50,IF($G2725=11,(1-(($E2725-50)*0.005)),IF($G2725=16,(1-(($E2725-50)*0.005)),IF($G2725=21,(1-(($E2725-50)*0.005)),1))),1)*$CE2739,0)))","v":245},{"$f":"IF($B2725>$F2725,0,IF($C2725>$G2725,0,ROUND((((($F2725-$B2725)/100)*IF('DBH-Upgrade'!$K$6='DBH-Upgrade'!$K$8,$CC2739,($BF2725/(($F2725-18)/100))))+((($B2725-18)/100)*$CB2739))*IF($E2725>50,IF($G2725=11,(1-(($E2725-50)*0.005)),IF($G2725=16,(1-(($E2725-50)*0.005)),IF($G2725=21,(1-(($E2725-50)*0.005)),1))),1)*$CD2739,0)))","v":261},{"$f":"IF($B2725>$F2725,0,IF($C2725>$G2725,0,ROUND((((($F2725-$B2725)/100)*IF('DBH-Upgrade'!$K$6='DBH-Upgrade'!$K$8,$CC2739,($BF2725/(($F2725-18)/100))))+((($B2725-18)/100)*$CB2739))*IF($E2725>50,IF($G2725=11,(1-(($E2725-50)*0.005)),IF($G2725=16,(1-(($E2725-50)*0.005)),IF($G2725=21,(1-(($E2725-50)*0.005)),1))),1),0)))","v":373},0.85,0.85,0.85,166,178,253,71,77,109,3.8163282067136463E-2,4.4551134311998794E-2,8.6566103900234004E-2,4.8,5.5,5.9,7.9,null,3805,null,0.8,null,null,0,13.2,15.1,21.85,null,1,1,1,166,178,253,null,0,0,0,1,3238,4735,725,75,0.7127093372490777,0.66550507053605756,null,1,1,0.99999999999999978,0.99999999999999978,null,20]
["1352201115",{"$f":"'DBH-Upgrade'!$K$8-$CL2733","v":70},15,1,35,220,11,11.5,0,26,30,47.8,1668.7594202898554,{"$f":"IF($B2733>$F2733,0,IF($C2733>$G2733,0,ROUND((((($F2733-$B2733)/100)*IF('DBH-Upgrade'!$K$6='DBH-Upgrade'!$K$8,$BZ2747,($BE2733/(($F2733-18)/100))))+((($B2733-18)/100)*$CA2747))*$CE2747,0)))","v":0},{"$f":"IF($B2733>$F2733,0,IF($C2733>$G2733,0,ROUND((((($F2733-$B2733)/100)*IF('DBH-Upgrade'!$K$6='DBH-Upgrade'!$K$8,$BZ2747,($BE2733/(($F2733-18)/100))))+((($B2733-18)/100)*$CA2747))*$CD2747,0)))","v":0},{"$f":"IF($B2733>$F2733,0,IF($C2733>$G2733,0,ROUND(((($F2733-$B2733)/100)*IF('DBH-Upgrade'!$K$6='DBH-Upgrade'!$K$8,$BZ2747,($BE2733/(($F2733-18)/100))))+((($B2733-18)/100)*$CA2747),0)))","v":0},1.5,1.1000000000000001,1.1000000000000001,1.1000000000000001,1669,{"$f":"IF($B2733>$F2733,0,IF($C2733>$G2733,0,ROUND(((($F2733-$B2733)/100)*(IF('DBH-Upgrade'!$K$6='DBH-Upgrade'!$K$8,$BZ2747,($BE2733/(($F2733-18)/100))))*$CH2747)+((($B2733-18)/100)*$CA2747*$CE2747*$CG2747),0)))","v":0},{"$f":"IF($B2733>$F2733,0,IF($C2733>$G2733,0,ROUND(((($F2733-$B2733)/100)*(IF('DBH-Upgrade'!$K$6='DBH-Upgrade'!$K$8,$BZ2747,($BE2733/(($F2733-18)/100))))*$CH2747)+((($B2733-18)/100)*$CA2747*$CD2747*$CG2747),0)))","v":0},{"$f":"IF($B2733>$F2733,0,IF($C2733>$G2733,0,ROUND(((($F2733-$B2733)/100)*(IF('DBH-Upgrade'!$K$6='DBH-Upgrade'!$K$8,$BZ2747,($BE2733/(($F2733-18)/100))))*$CH2747)+((($B2733-18)/100)*$CA2747*$CG2747),0)))","v":0},144,0,0,0,0.29407499594948894,0,0,0,3.969E-4,1.7345999999999999,4,5.7428799999999995E-4,{"$f":"IF($B2733>$F2733,0,IF($C2733>$G2733,0,ROUND((((($F2733-$B2733)/100)*IF('DBH-Upgrade'!$K$6='DBH-Upgrade'!$K$8,$CC2747,($BF2733/(($F2733-18)/100))))+((($B2733-18)/100)*$CB2747))*IF($E2733>50,IF($G2733=11,(1-(($E2733-50)*0.005)),IF($G2733=16,(1-(($E2733-50)*0.005)),IF($G2733=21,(1-(($E2733-50)*0.005)),1))),1)*$CE2747,0)))","v":0},{"$f":"IF($B2733>$F2733,0,IF($C2733>$G2733,0,ROUND((((($F2733-$B2733)/100)*IF('DBH-Upgrade'!$K$6='DBH-Upgrade'!$K$8,$CC2747,($BF2733/(($F2733-18)/100))))+((($B2733-18)/100)*$CB2747))*IF($E2733>50,IF($G2733=11,(1-(($E2733-50)*0.005)),IF($G2733=16,(1-(($E2733-50)*0.005)),IF($G2733=21,(1-(($E2733-50)*0.005)),1))),1)*$CD2747,0)))","v":0},{"$f":"IF($B2733>$F2733,0,IF($C2733>$G2733,0,ROUND((((($F2733-$B2733)/100)*IF('DBH-Upgrade'!$K$6='DBH-Upgrade'!$K$8,$CC2747,($BF2733/(($F2733-18)/100))))+((($B2733-18)/100)*$CB2747))*IF($E2733>50,IF($G2733=11,(1-(($E2733-50)*0.005)),IF($G2733=16,(1-(($E2733-50)*0.005)),IF($G2733=21,(1-(($E2733-50)*0.005)),1))),1),0)))","v":0},0.95,0.95,0.95,0,0,0,0,0,0,0,0,0,2.9,5.5,5.9,7.9,null,2454.057971014493,null,0.68,null,null,0,13.2,15.1,21.85,null,1,1,1,0,0,0,null,0,0,0,1,2489,6098,791,92,0.70153112340864476,0.65706930534609798,null,1,1,0.99999999999999978,0.99999999999999978,null,0]
["1352401015",{"$f":"'DBH-Upgrade'!$K$8-$CL2738","v":70},15,1,35,240,10,11.5,0,26,30,48.1,1939.5,{"$f":"IF($B2738>$F2738,0,IF($C2738>$G2738,0,ROUND((((($F2738-$B2738)/100)*IF('DBH-Upgrade'!$K$6='DBH-Upgrade'!$K$8,$BZ2752,($BE2738/(($F2738-18)/100))))+((($B2738-18)/100)*$CA2752))*$CE2752,0)))","v":0},{"$f":"IF($B2738>$F2738,0,IF($C2738>$G2738,0,ROUND((((($F2738-$B2738)/100)*IF('DBH-Upgrade'!$K$6='DBH-Upgrade'!$K$8,$BZ2752,($BE2738/(($F2738-18)/100))))+((($B2738-18)/100)*$CA2752))*$CD2752,0)))","v":0},{"$f":"IF($B2738>$F2738,0,IF($C2738>$G2738,0,ROUND(((($F2738-$B2738)/100)*IF('DBH-Upgrade'!$K$6='DBH-Upgrade'!$K$8,$BZ2752,($BE2738/(($F2738-18)/100))))+((($B2738-18)/100)*$CA2752),0)))","v":0},1.5,1.08,1.08,1.08,1940,{"$f":"IF($B2738>$F2738,0,IF($C2738>$G2738,0,ROUND(((($F2738-$B2738)/100)*(IF('DBH-Upgrade'!$K$6='DBH-Upgrade'!$K$8,$BZ2752,($BE2738/(($F2738-18)/100))))*$CH2752)+((($B2738-18)/100)*$CA2752*$CE2752*$CG2752),0)))","v":0},{"$f":"IF($B2738>$F2738,0,IF($C2738>$G2738,0,ROUND(((($F2738-$B2738)/100)*(IF('DBH-Upgrade'!$K$6='DBH-Upgrade'!$K$8,$BZ2752,($BE2738/(($F2738-18)/100))))*$CH2752)+((($B2738-18)/100)*$CA2752*$CD2752*$CG2752),0)))","v":0},{"$f":"IF($B2738>$F2738,0,IF($C2738>$G2738,0,ROUND(((($F2738-$B2738)/100)*(IF('DBH-Upgrade'!$K$6='DBH-Upgrade'!$K$8,$BZ2752,($BE2738/(($F2738-18)/100))))*$CH2752)+((($B2738-18)/100)*$CA2752*$CG2752),0)))","v":0},167,0,0,0,0.22623506990100389,0,0,0,3.969E-4,1.7345999999999999,2,3.6734700000000002E-4,{"$f":"IF($B2738>$F2738,0,IF($C2738>$G2738,0,ROUND((((($F2738-$B2738)/100)*IF('DBH-Upgrade'!$K$6='DBH-Upgrade'!$K$8,$CC2752,($BF2738/(($F2738-18)/100))))+((($B2738-18)/100)*$CB2752))*IF($E2738>50,IF($G2738=11,(1-(($E2738-50)*0.005)),IF($G2738=16,(1-(($E2738-50)*0.005)),IF($G2738=21,(1-(($E2738-50)*0.005)),1))),1)*$CE2752,0)))","v":0},{"$f":"IF($B2738>$F2738,0,IF($C2738>$G2738,0,ROUND((((($F2738-$B2738)/100)*IF('DBH-Upgrade'!$K$6='DBH-Upgrade'!$K$8,$CC2752,($BF2738/(($F2738-18)/100))))+((($B2738-18)/100)*$CB2752))*IF($E2738>50,IF($G2738=11,(1-(($E2738-50)*0.005)),IF($G2738=16,(1-(($E2738-50)*0.005)),IF($G2738=21,(1-(($E2738-50)*0.005)),1))),1)*$CD2752,0)))","v":0},{"$f":"IF($B2738>$F2738,0,IF($C2738>$G2738,0,ROUND((((($F2738-$B2738)/100)*IF('DBH-Upgrade'!$K$6='DBH-Upgrade'!$K$8,$CC2752,($BF2738/(($F2738-18)/100))))+((($B2738-18)/100)*$CB2752))*IF($E2738>50,IF($G2738=11,(1-(($E2738-50)*0.005)),IF($G2738=16,(1-(($E2738-50)*0.005)),IF($G2738=21,(1-(($E2738-50)*0.005)),1))),1),0)))","v":0},0.98,0.98,0.98,0,0,0,0,0,0,0,0,0,1.6,5.5,5.9,7.9,null,2155,null,0.9,null,null,0,13.2,15.1,21.85,null,1,1,1,0,0,0,null,0,0,0,1,2298,4062,502,78,0.78402243332267385,0.72223627558039949,null,1,1,0.99999999999999978,0.99999999999999978,null,0]
["1352601115",{"$f":"'DBH-Upgrade'!$K$8-$CL2745","v":70},15,1,35,260,11,11.5,0,26,30,48.1,2021.4413483146068,{"$f":"IF($B2745>$F2745,0,IF($C2745>$G2745,0,ROUND((((($F2745-$B2745)/100)*IF('DBH-Upgrade'!$K$6='DBH-Upgrade'!$K$8,$BZ2759,($BE2745/(($F2745-18)/100))))+((($B2745-18)/100)*$CA2759))*$CE2759,0)))","v":0},{"$f":"IF($B2745>$F2745,0,IF($C2745>$G2745,0,ROUND((((($F2745-$B2745)/100)*IF('DBH-Upgrade'!$K$6='DBH-Upgrade'!$K$8,$BZ2759,($BE2745/(($F2745-18)/100))))+((($B2745-18)/100)*$CA2759))*$CD2759,0)))","v":0},{"$f":"IF($B2745>$F2745,0,IF($C2745>$G2745,0,ROUND(((($F2745-$B2745)/100)*IF('DBH-Upgrade'!$K$6='DBH-Upgrade'!$K$8,$BZ2759,($BE2745/(($F2745-18)/100))))+((($B2745-18)/100)*$CA2759),0)))","v":0},1.5,1.1000000000000001,1.1000000000000001,1.1000000000000001,2021,{"$f":"IF($B2745>$F2745,0,IF($C2745>$G2745,0,ROUND(((($F2745-$B2745)/100)*(IF('DBH-Upgrade'!$K$6='DBH-Upgrade'!$K$8,$BZ2759,($BE2745/(($F2745-18)/100))))*$CH2759)+((($B2745-18)/100)*$CA2759*$CE2759*$CG2759),0)))","v":0},{"$f":"IF($B2745>$F2745,0,IF($C2745>$G2745,0,ROUND(((($F2745-$B2745)/100)*(IF('DBH-Upgrade'!$K$6='DBH-Upgrade'!$K$8,$BZ2759,($BE2745/(($F2745-18)/100))))*$CH2759)+((($B2745-18)/100)*$CA2759*$CD2759*$CG2759),0)))","v":0},{"$f":"IF($B2745>$F2745,0,IF($C2745>$G2745,0,ROUND(((($F2745-$B2745)/100)*(IF('DBH-Upgrade'!$K$6='DBH-Upgrade'!$K$8,$BZ2759,($BE2745/(($F2745-18)/100))))*$CH2759)+((($B2745-18)/100)*$CA2759*$CG2759),0)))","v":0},174,0,0,0,0.46460050005895559,0,0,0,3.969E-4,1.7345999999999999,4,5.7428799999999995E-4,{"$f":"IF($B2745>$F2745,0,IF($C2745>$G2745,0,ROUND((((($F2745-$B2745)/100)*IF('DBH-Upgrade'!$K$6='DBH-Upgrade'!$K$8,$CC2759,($BF2745/(($F2745-18)/100))))+((($B2745-18)/100)*$CB2759))*IF($E2745>50,IF($G2745=11,(1-(($E2745-50)*0.005)),IF($G2745=16,(1-(($E2745-50)*0.005)),IF($G2745=21,(1-(($E2745-50)*0.005)),1))),1)*$CE2759,0)))","v":0},{"$f":"IF($B2745>$F2745,0,IF($C2745>$G2745,0,ROUND((((($F2745-$B2745)/100)*IF('DBH-Upgrade'!$K$6='DBH-Upgrade'!$K$8,$CC2759,($BF2745/(($F2745-18)/100))))+((($B2745-18)/100)*$CB2759))*IF($E2745>50,IF($G2745=11,(1-(($E2745-50)*0.005)),IF($G2745=16,(1-(($E2745-50)*0.005)),IF($G2745=21,(1-(($E2745-50)*0.005)),1))),1)*$CD2759,0)))","v":0},{"$f":"IF($B2745>$F2745,0,IF($C2745>$G2745,0,ROUND((((($F2745-$B2745)/100)*IF('DBH-Upgrade'!$K$6='DBH-Upgrade'!$K$8,$CC2759,($BF2745/(($F2745-18)/100))))+((($B2745-18)/100)*$CB2759))*IF($E2745>50,IF($G2745=11,(1-(($E2745-50)*0.005)),IF($G2745=16,(1-(($E2745-50)*0.005)),IF($G2745=21,(1-(($E2745-50)*0.005)),1))),1),0)))","v":0},0.95,0.95,0.95,0,0,0,0,0,0,0,0,0,3.5,5.5,5.9,7.9,null,2972.7078651685392,null,0.68,null,null,0,13.2,15.1,21.85,null,1,1,1,0,0,0,null,0,0,0,1,2489,6098,791,92,0.69291747680457172,0.65762042960065581,null,1,1,0.99999999999999978,0.99999999999999978,null,0]
["1352801615",{"$f":"'DBH-Upgrade'!$K$8-$CL2753","v":70},15,1,35,280,16,16.5,0,26,30,48.9,3032.8,{"$f":"IF($B2753>$F2753,0,IF($C2753>$G2753,0,ROUND((((($F2753-$B2753)/100)*IF('DBH-Upgrade'!$K$6='DBH-Upgrade'!$K$8,$BZ2767,($BE2753/(($F2753-18)/100))))+((($B2753-18)/100)*$CA2767))*$CE2767,0)))","v":6096},{"$f":"IF($B2753>$F2753,0,IF($C2753>$G2753,0,ROUND((((($F2753-$B2753)/100)*IF('DBH-Upgrade'!$K$6='DBH-Upgrade'!$K$8,$BZ2767,($BE2753/(($F2753-18)/100))))+((($B2753-18)/100)*$CA2767))*$CD2767,0)))","v":6233},{"$f":"IF($B2753>$F2753,0,IF($C2753>$G2753,0,ROUND(((($F2753-$B2753)/100)*IF('DBH-Upgrade'!$K$6='DBH-Upgrade'!$K$8,$BZ2767,($BE2753/(($F2753-18)/100))))+((($B2753-18)/100)*$CA2767),0)))","v":9262},1.5,1.1000000000000001,1.1000000000000001,1.1000000000000001,3033,{"$f":"IF($B2753>$F2753,0,IF($C2753>$G2753,0,ROUND(((($F2753-$B2753)/100)*(IF('DBH-Upgrade'!$K$6='DBH-Upgrade'!$K$8,$BZ2767,($BE2753/(($F2753-18)/100))))*$CH2767)+((($B2753-18)/100)*$CA2767*$CE2767*$CG2767),0)))","v":8420},{"$f":"IF($B2753>$F2753,0,IF($C2753>$G2753,0,ROUND(((($F2753-$B2753)/100)*(IF('DBH-Upgrade'!$K$6='DBH-Upgrade'!$K$8,$BZ2767,($BE2753/(($F2753-18)/100))))*$CH2767)+((($B2753-18)/100)*$CA2767*$CD2767*$CG2767),0)))","v":8457},{"$f":"IF($B2753>$F2753,0,IF($C2753>$G2753,0,ROUND(((($F2753-$B2753)/100)*(IF('DBH-Upgrade'!$K$6='DBH-Upgrade'!$K$8,$BZ2767,($BE2753/(($F2753-18)/100))))*$CH2767)+((($B2753-18)/100)*$CA2767*$CG2767),0)))","v":9262},261,724,727,797,1.2478580800805554,9.0013727788752664,9.0740004619629797,10.849524916894591,2.0829999999999999E-4,1.724,4,1.392796E-3,{"$f":"IF($B2753>$F2753,0,IF($C2753>$G2753,0,ROUND((((($F2753-$B2753)/100)*IF('DBH-Upgrade'!$K$6='DBH-Upgrade'!$K$8,$CC2767,($BF2753/(($F2753-18)/100))))+((($B2753-18)/100)*$CB2767))*IF($E2753>50,IF($G2753=11,(1-(($E2753-50)*0.005)),IF($G2753=16,(1-(($E2753-50)*0.005)),IF($G2753=21,(1-(($E2753-50)*0.005)),1))),1)*$CE2767,0)))","v":352},{"$f":"IF($B2753>$F2753,0,IF($C2753>$G2753,0,ROUND((((($F2753-$B2753)/100)*IF('DBH-Upgrade'!$K$6='DBH-Upgrade'!$K$8,$CC2767,($BF2753/(($F2753-18)/100))))+((($B2753-18)/100)*$CB2767))*IF($E2753>50,IF($G2753=11,(1-(($E2753-50)*0.005)),IF($G2753=16,(1-(($E2753-50)*0.005)),IF($G2753=21,(1-(($E2753-50)*0.005)),1))),1)*$CD2767,0)))","v":360},{"$f":"IF($B2753>$F2753,0,IF($C2753>$G2753,0,ROUND((((($F2753-$B2753)/100)*IF('DBH-Upgrade'!$K$6='DBH-Upgrade'!$K$8,$CC2767,($BF2753/(($F2753-18)/100))))+((($B2753-18)/100)*$CB2767))*IF($E2753>50,IF($G2753=11,(1-(($E2753-50)*0.005)),IF($G2753=16,(1-(($E2753-50)*0.005)),IF($G2753=21,(1-(($E2753-50)*0.005)),1))),1),0)))","v":535},0.95,0.95,0.95,248,254,377,107,109,162,0.22464127511866464,0.23275585039001781,0.49798272720736986,5.6,5.5,5.9,7.9,null,4460,null,0.68,null,null,0,13.2,15.1,21.85,null,1,1,1,248,254,377,null,0,0,0,1,{"$error":"#VALUE!"},0,0,{"$error":"#VALUE!"},0.75027509009945204,0.68488673514658593,null,1,1,0.99999999999999978,0.99999999999999978,null,0]
["150601615",{"$f":"'DBH-Upgrade'!$K$8-$CL2759","v":70},15,1,50,60,16,16.5,0,26,30,41.1,774.5200000000001,{"$f":"IF($B2759>$F2759,0,IF($C2759>$G2759,0,ROUND((((($F2759-$B2759)/100)*IF('DBH-Upgrade'!$K$6='DBH-Upgrade'!$K$8,$BZ2773,($BE2759/(($F2759-18)/100))))+((($B2759-18)/100)*$CA2773))*$CE2773,0)))","v":0},{"$f":"IF($B2759>$F2759,0,IF($C2759>$G2759,0,ROUND((((($F2759-$B2759)/100)*IF('DBH-Upgrade'!$K$6='DBH-Upgrade'!$K$8,$BZ2773,($BE2759/(($F2759-18)/100))))+((($B2759-18)/100)*$CA2773))*$CD2773,0)))","v":0},{"$f":"IF($B2759>$F2759,0,IF($C2759>$G2759,0,ROUND(((($F2759-$B2759)/100)*IF('DBH-Upgrade'!$K$6='DBH-Upgrade'!$K$8,$BZ2773,($BE2759/(($F2759-18)/100))))+((($B2759-18)/100)*$CA2773),0)))","v":0},1.5,1.1000000000000001,1.1000000000000001,1.1000000000000001,775,{"$f":"IF($B2759>$F2759,0,IF($C2759>$G2759,0,ROUND(((($F2759-$B2759)/100)*(IF('DBH-Upgrade'!$K$6='DBH-Upgrade'!$K$8,$BZ2773,($BE2759/(($F2759-18)/100))))*$CH2773)+((($B2759-18)/100)*$CA2773*$CE2773*$CG2773),0)))","v":0},{"$f":"IF($B2759>$F2759,0,IF($C2759>$G2759,0,ROUND(((($F2759-$B2759)/100)*(IF('DBH-Upgrade'!$K$6='DBH-Upgrade'!$K$8,$BZ2773,($BE2759/(($F2759-18)/100))))*$CH2773)+((($B2759-18)/100)*$CA2773*$CD2773*$CG2773),0)))","v":0},{"$f":"IF($B2759>$F2759,0,IF($C2759>$G2759,0,ROUND(((($F2759-$B2759)/100)*(IF('DBH-Upgrade'!$K$6='DBH-Upgrade'!$K$8,$BZ2773,($BE2759/(($F2759-18)/100))))*$CH2773)+((($B2759-18)/100)*$CA2773*$CG2773),0)))","v":0},67,0,0,0,6.650928759934463E-2,0,0,0,2.0829999999999999E-4,1.724,4,1.392796E-3,{"$f":"IF($B2759>$F2759,0,IF($C2759>$G2759,0,ROUND((((($F2759-$B2759)/100)*IF('DBH-Upgrade'!$K$6='DBH-Upgrade'!$K$8,$CC2773,($BF2759/(($F2759-18)/100))))+((($B2759-18)/100)*$CB2773))*IF($E2759>50,IF($G2759=11,(1-(($E2759-50)*0.005)),IF($G2759=16,(1-(($E2759-50)*0.005)),IF($G2759=21,(1-(($E2759-50)*0.005)),1))),1)*$CE2773,0)))","v":0},{"$f":"IF($B2759>$F2759,0,IF($C2759>$G2759,0,ROUND((((($F2759-$B2759)/100)*IF('DBH-Upgrade'!$K$6='DBH-Upgrade'!$K$8,$CC2773,($BF2759/(($F2759-18)/100))))+((($B2759-18)/100)*$CB2773))*IF($E2759>50,IF($G2759=11,(1-(($E2759-50)*0.005)),IF($G2759=16,(1-(($E2759-50)*0.005)),IF($G2759=21,(1-(($E2759-50)*0.005)),1))),1)*$CD2773,0)))","v":0},{"$f":"IF($B2759>$F2759,0,IF($C2759>$G2759,0,ROUND((((($F2759-$B2759)/100)*IF('DBH-Upgrade'!$K$6='DBH-Upgrade'!$K$8,$CC2773,($BF2759/(($F2759-18)/100))))+((($B2759-18)/100)*$CB2773))*IF($E2759>50,IF($G2759=11,(1-(($E2759-50)*0.005)),IF($G2759=16,(1-(($E2759-50)*0.005)),IF($G2759=21,(1-(($E2759-50)*0.005)),1))),1),0)))","v":0},0.95,0.95,0.95,0,0,0,0,0,0,0,0,0,1.2,"DBH-unit is too long!","DBH-unit is too long!","DBH-unit is too long!",null,1139,null,0.68,null,null,0,"DBH-unit is too long!","DBH-unit is too long!","DBH-unit is too long!",null,1,1,1,0,0,0,null,0,0,0,1,{"$error":"#VALUE!"},0,0,{"$error":"#VALUE!"},0.75,0.68,null,1,1,0.99999999999999978,0.99999999999999978,null,0]
["150701615",{"$f":"'DBH-Upgrade'!$K$8-$CL2765","v":60},15,1,50,70,16,16.5,0,26,30,41.1,903.72,{"$f":"IF($B2765>$F2765,0,IF($C2765>$G2765,0,ROUND((((($F2765-$B2765)/100)*IF('DBH-Upgrade'!$K$6='DBH-Upgrade'!$K$8,$BZ2779,($BE2765/(($F2765-18)/100))))+((($B2765-18)/100)*$CA2779))*$CE2779,0)))","v":1628},{"$f":"IF($B2765>$F2765,0,IF($C2765>$G2765,0,ROUND((((($F2765-$B2765)/100)*IF('DBH-Upgrade'!$K$6='DBH-Upgrade'!$K$8,$BZ2779,($BE2765/(($F2765-18)/100))))+((($B2765-18)/100)*$CA2779))*$CD2779,0)))","v":1747},{"$f":"IF($B2765>$F2765,0,IF($C2765>$G2765,0,ROUND(((($F2765-$B2765)/100)*IF('DBH-Upgrade'!$K$6='DBH-Upgrade'!$K$8,$BZ2779,($BE2765/(($F2765-18)/100))))+((($B2765-18)/100)*$CA2779),0)))","v":2313},1.5,1.1000000000000001,1.1000000000000001,1.1000000000000001,904,{"$f":"IF($B2765>$F2765,0,IF($C2765>$G2765,0,ROUND(((($F2765-$B2765)/100)*(IF('DBH-Upgrade'!$K$6='DBH-Upgrade'!$K$8,$BZ2779,($BE2765/(($F2765-18)/100))))*$CH2779)+((($B2765-18)/100)*$CA2779*$CE2779*$CG2779),0)))","v":1724},{"$f":"IF($B2765>$F2765,0,IF($C2765>$G2765,0,ROUND(((($F2765-$B2765)/100)*(IF('DBH-Upgrade'!$K$6='DBH-Upgrade'!$K$8,$BZ2779,($BE2765/(($F2765-18)/100))))*$CH2779)+((($B2765-18)/100)*$CA2779*$CD2779*$CG2779),0)))","v":1826},{"$f":"IF($B2765>$F2765,0,IF($C2765>$G2765,0,ROUND(((($F2765-$B2765)/100)*(IF('DBH-Upgrade'!$K$6='DBH-Upgrade'!$K$8,$BZ2779,($BE2765/(($F2765-18)/100))))*$CH2779)+((($B2765-18)/100)*$CA2779*$CG2779),0)))","v":2313},78,148,157,199,9.1341867693011378E-2,0.32401341958091157,0.36416330822999837,0.58224305620495909,2.0829999999999999E-4,1.724,4,1.392796E-3,{"$f":"IF($B2765>$F2765,0,IF($C2765>$G2765,0,ROUND((((($F2765-$B2765)/100)*IF('DBH-Upgrade'!$K$6='DBH-Upgrade'!$K$8,$CC2779,($BF2765/(($F2765-18)/100))))+((($B2765-18)/100)*$CB2779))*IF($E2765>50,IF($G2765=11,(1-(($E2765-50)*0.005)),IF($G2765=16,(1-(($E2765-50)*0.005)),IF($G2765=21,(1-(($E2765-50)*0.005)),1))),1)*$CE2779,0)))","v":220},{"$f":"IF($B2765>$F2765,0,IF($C2765>$G2765,0,ROUND((((($F2765-$B2765)/100)*IF('DBH-Upgrade'!$K$6='DBH-Upgrade'!$K$8,$CC2779,($BF2765/(($F2765-18)/100))))+((($B2765-18)/100)*$CB2779))*IF($E2765>50,IF($G2765=11,(1-(($E2765-50)*0.005)),IF($G2765=16,(1-(($E2765-50)*0.005)),IF($G2765=21,(1-(($E2765-50)*0.005)),1))),1)*$CD2779,0)))","v":236},{"$f":"IF($B2765>$F2765,0,IF($C2765>$G2765,0,ROUND((((($F2765-$B2765)/100)*IF('DBH-Upgrade'!$K$6='DBH-Upgrade'!$K$8,$CC2779,($BF2765/(($F2765-18)/100))))+((($B2765-18)/100)*$CB2779))*IF($E2765>50,IF($G2765=11,(1-(($E2765-50)*0.005)),IF($G2765=16,(1-(($E2765-50)*0.005)),IF($G2765=21,(1-(($E2765-50)*0.005)),1))),1),0)))","v":312},0.95,0.95,0.95,214,230,305,92,99,131,0.12655966701202678,0.14629549640884207,0.25452474144255971,1.4,5.5,5.9,7.9,null,1329,null,0.68,null,null,0,13.2,15.1,21.85,null,1,1,1,214,230,305,null,0,0,0,1,{"$error":"#VALUE!"},0,0,{"$error":"#VALUE!"},0.75077946095441817,0.68,null,1,1,0.99999999999999978,0.99999999999999978,null,10]
["150801515",{"$f":"'DBH-Upgrade'!$K$8-$CL2770","v":70},15,1,50,80,15,16.5,0,26,30,42.4,1109.6000000000001,{"$f":"IF($B2770>$F2770,0,IF($C2770>$G2770,0,ROUND((((($F2770-$B2770)/100)*IF('DBH-Upgrade'!$K$6='DBH-Upgrade'!$K$8,$BZ2784,($BE2770/(($F2770-18)/100))))+((($B2770-18)/100)*$CA2784))*$CE2784,0)))","v":1283},{"$f":"IF($B2770>$F2770,0,IF($C2770>$G2770,0,ROUND((((($F2770-$B2770)/100)*IF('DBH-Upgrade'!$K$6='DBH-Upgrade'!$K$8,$BZ2784,($BE2770/(($F2770-18)/100))))+((($B2770-18)/100)*$CA2784))*$CD2784,0)))","v":1375},{"$f":"IF($B2770>$F2770,0,IF($C2770>$G2770,0,ROUND(((($F2770-$B2770)/100)*IF('DBH-Upgrade'!$K$6='DBH-Upgrade'!$K$8,$BZ2784,($BE2770/(($F2770-18)/100))))+((($B2770-18)/100)*$CA2784),0)))","v":1845},1.5,1.08,1.08,1.08,1110,{"$f":"IF($B2770>$F2770,0,IF($C2770>$G2770,0,ROUND(((($F2770-$B2770)/100)*(IF('DBH-Upgrade'!$K$6='DBH-Upgrade'!$K$8,$BZ2784,($BE2770/(($F2770-18)/100))))*$CH2784)+((($B2770-18)/100)*$CA2784*$CE2784*$CG2784),0)))","v":1332},{"$f":"IF($B2770>$F2770,0,IF($C2770>$G2770,0,ROUND(((($F2770-$B2770)/100)*(IF('DBH-Upgrade'!$K$6='DBH-Upgrade'!$K$8,$BZ2784,($BE2770/(($F2770-18)/100))))*$CH2784)+((($B2770-18)/100)*$CA2784*$CD2784*$CG2784),0)))","v":1416},{"$f":"IF($B2770>$F2770,0,IF($C2770>$G2770,0,ROUND(((($F2770-$B2770)/100)*(IF('DBH-Upgrade'!$K$6='DBH-Upgrade'!$K$8,$BZ2784,($BE2770/(($F2770-18)/100))))*$CH2784)+((($B2770-18)/100)*$CA2784*$CG2784),0)))","v":1845},95,115,122,159,4.7724188834548723E-2,6.9416104045646312E-2,7.7949895746402195E-2,0.13113302092153048,2.0829999999999999E-4,1.724,2,4.6182900000000003E-4,{"$f":"IF($B2770>$F2770,0,IF($C2770>$G2770,0,ROUND((((($F2770-$B2770)/100)*IF('DBH-Upgrade'!$K$6='DBH-Upgrade'!$K$8,$CC2784,($BF2770/(($F2770-18)/100))))+((($B2770-18)/100)*$CB2784))*IF($E2770>50,IF($G2770=11,(1-(($E2770-50)*0.005)),IF($G2770=16,(1-(($E2770-50)*0.005)),IF($G2770=21,(1-(($E2770-50)*0.005)),1))),1)*$CE2784,0)))","v":164},{"$f":"IF($B2770>$F2770,0,IF($C2770>$G2770,0,ROUND((((($F2770-$B2770)/100)*IF('DBH-Upgrade'!$K$6='DBH-Upgrade'!$K$8,$CC2784,($BF2770/(($F2770-18)/100))))+((($B2770-18)/100)*$CB2784))*IF($E2770>50,IF($G2770=11,(1-(($E2770-50)*0.005)),IF($G2770=16,(1-(($E2770-50)*0.005)),IF($G2770=21,(1-(($E2770-50)*0.005)),1))),1)*$CD2784,0)))","v":176},{"$f":"IF($B2770>$F2770,0,IF($C2770>$G2770,0,ROUND((((($F2770-$B2770)/100)*IF('DBH-Upgrade'!$K$6='DBH-Upgrade'!$K$8,$CC2784,($BF2770/(($F2770-18)/100))))+((($B2770-18)/100)*$CB2784))*IF($E2770>50,IF($G2770=11,(1-(($E2770-50)*0.005)),IF($G2770=16,(1-(($E2770-50)*0.005)),IF($G2770=21,(1-(($E2770-50)*0.005)),1))),1),0)))","v":236},1.01,1.01,1.01,160,171,230,69,74,99,2.5510933700933026E-2,2.9254960874191431E-2,5.1743136838009005E-2,0.8,5.5,5.9,7.9,null,1387,null,0.8,null,null,0,13.2,15.1,21.85,null,1,1,1,160,171,230,null,0,0,0,1,{"$error":"#VALUE!"},0,0,{"$error":"#VALUE!"},0.8452517014716241,0.78929861482598995,null,1,1,0.99999999999999978,0.99999999999999978,null,0]
["150902015",{"$f":"'DBH-Upgrade'!$K$8-$CL2778","v":70},15,1,50,90,20,21.5,0,26,30,43.3,1746.4,{"$f":"IF($B2778>$F2778,0,IF($C2778>$G2778,0,ROUND((((($F2778-$B2778)/100)*IF('DBH-Upgrade'!$K$6='DBH-Upgrade'!$K$8,$BZ2792,($BE2778/(($F2778-18)/100))))+((($B2778-18)/100)*$CA2792))*$CE2792,0)))","v":1963},{"$f":"IF($B2778>$F2778,0,IF($C2778>$G2778,0,ROUND((((($F2778-$B2778)/100)*IF('DBH-Upgrade'!$K$6='DBH-Upgrade'!$K$8,$BZ2792,($BE2778/(($F2778-18)/100))))+((($B2778-18)/100)*$CA2792))*$CD2792,0)))","v":2112},{"$f":"IF($B2778>$F2778,0,IF($C2778>$G2778,0,ROUND(((($F2778-$B2778)/100)*IF('DBH-Upgrade'!$K$6='DBH-Upgrade'!$K$8,$BZ2792,($BE2778/(($F2778-18)/100))))+((($B2778-18)/100)*$CA2792),0)))","v":2572},1.5,1.08,1.08,1.08,1746,{"$f":"IF($B2778>$F2778,0,IF($C2778>$G2778,0,ROUND(((($F2778-$B2778)/100)*(IF('DBH-Upgrade'!$K$6='DBH-Upgrade'!$K$8,$BZ2792,($BE2778/(($F2778-18)/100))))*$CH2792)+((($B2778-18)/100)*$CA2792*$CE2792*$CG2792),0)))","v":2072},{"$f":"IF($B2778>$F2778,0,IF($C2778>$G2778,0,ROUND(((($F2778-$B2778)/100)*(IF('DBH-Upgrade'!$K$6='DBH-Upgrade'!$K$8,$BZ2792,($BE2778/(($F2778-18)/100))))*$CH2792)+((($B2778-18)/100)*$CA2792*$CD2792*$CG2792),0)))","v":2194},{"$f":"IF($B2778>$F2778,0,IF($C2778>$G2778,0,ROUND(((($F2778-$B2778)/100)*(IF('DBH-Upgrade'!$K$6='DBH-Upgrade'!$K$8,$BZ2792,($BE2778/(($F2778-18)/100))))*$CH2792)+((($B2778-18)/100)*$CA2792*$CG2792),0)))","v":2572},150,178,189,221,9.3602145888136049E-2,0.13111730494369025,0.14755919496279166,0.20084139859644864,1.2760000000000001E-4,1.7219,2,3.76611E-4,{"$f":"IF($B2778>$F2778,0,IF($C2778>$G2778,0,ROUND((((($F2778-$B2778)/100)*IF('DBH-Upgrade'!$K$6='DBH-Upgrade'!$K$8,$CC2792,($BF2778/(($F2778-18)/100))))+((($B2778-18)/100)*$CB2792))*IF($E2778>50,IF($G2778=11,(1-(($E2778-50)*0.005)),IF($G2778=16,(1-(($E2778-50)*0.005)),IF($G2778=21,(1-(($E2778-50)*0.005)),1))),1)*$CE2792,0)))","v":211},{"$f":"IF($B2778>$F2778,0,IF($C2778>$G2778,0,ROUND((((($F2778-$B2778)/100)*IF('DBH-Upgrade'!$K$6='DBH-Upgrade'!$K$8,$CC2792,($BF2778/(($F2778-18)/100))))+((($B2778-18)/100)*$CB2792))*IF($E2778>50,IF($G2778=11,(1-(($E2778-50)*0.005)),IF($G2778=16,(1-(($E2778-50)*0.005)),IF($G2778=21,(1-(($E2778-50)*0.005)),1))),1)*$CD2792,0)))","v":227},{"$f":"IF($B2778>$F2778,0,IF($C2778>$G2778,0,ROUND((((($F2778-$B2778)/100)*IF('DBH-Upgrade'!$K$6='DBH-Upgrade'!$K$8,$CC2792,($BF2778/(($F2778-18)/100))))+((($B2778-18)/100)*$CB2792))*IF($E2778>50,IF($G2778=11,(1-(($E2778-50)*0.005)),IF($G2778=16,(1-(($E2778-50)*0.005)),IF($G2778=21,(1-(($E2778-50)*0.005)),1))),1),0)))","v":277},0.95,0.95,0.95,199,214,261,86,92,112,3.1348805220849138E-2,3.578949226147609E-2,5.2682479647340047E-2,1.2,5.5,5.9,7.9,null,2183,null,0.8,null,null,0,13.2,15.1,21.85,null,1,1,1,199,214,261,null,0,0,0,1,1615,3238,442,63,0.75555534806492441,0.70383877729866806,null,1,1,0.99999999999999978,0.99999999999999978,null,0]
["1501002015",{"$f":"'DBH-Upgrade'!$K$8-$CL2784","v":70},15,1,50,100,20,21.5,0,26,30,44.1,1940,{"$f":"IF($B2784>$F2784,0,IF($C2784>$G2784,0,ROUND((((($F2784-$B2784)/100)*IF('DBH-Upgrade'!$K$6='DBH-Upgrade'!$K$8,$BZ2798,($BE2784/(($F2784-18)/100))))+((($B2784-18)/100)*$CA2798))*$CE2798,0)))","v":2119},{"$f":"IF($B2784>$F2784,0,IF($C2784>$G2784,0,ROUND((((($F2784-$B2784)/100)*IF('DBH-Upgrade'!$K$6='DBH-Upgrade'!$K$8,$BZ2798,($BE2784/(($F2784-18)/100))))+((($B2784-18)/100)*$CA2798))*$CD2798,0)))","v":2282},{"$f":"IF($B2784>$F2784,0,IF($C2784>$G2784,0,ROUND(((($F2784-$B2784)/100)*IF('DBH-Upgrade'!$K$6='DBH-Upgrade'!$K$8,$BZ2798,($BE2784/(($F2784-18)/100))))+((($B2784-18)/100)*$CA2798),0)))","v":2802},1.5,1.08,1.08,1.08,1940,{"$f":"IF($B2784>$F2784,0,IF($C2784>$G2784,0,ROUND(((($F2784-$B2784)/100)*(IF('DBH-Upgrade'!$K$6='DBH-Upgrade'!$K$8,$BZ2798,($BE2784/(($F2784-18)/100))))*$CH2798)+((($B2784-18)/100)*$CA2798*$CE2798*$CG2798),0)))","v":2287},{"$f":"IF($B2784>$F2784,0,IF($C2784>$G2784,0,ROUND(((($F2784-$B2784)/100)*(IF('DBH-Upgrade'!$K$6='DBH-Upgrade'!$K$8,$BZ2798,($BE2784/(($F2784-18)/100))))*$CH2798)+((($B2784-18)/100)*$CA2798*$CD2798*$CG2798),0)))","v":2410},{"$f":"IF($B2784>$F2784,0,IF($C2784>$G2784,0,ROUND(((($F2784-$B2784)/100)*(IF('DBH-Upgrade'!$K$6='DBH-Upgrade'!$K$8,$BZ2798,($BE2784/(($F2784-18)/100))))*$CH2798)+((($B2784-18)/100)*$CA2798*$CG2798),0)))","v":2802},167,197,207,241,0.1173162593266832,0.1623528790346003,0.17896508626109381,0.24141516857472908,1.2760000000000001E-4,1.7219,2,3.76611E-4,{"$f":"IF($B2784>$F2784,0,IF($C2784>$G2784,0,ROUND((((($F2784-$B2784)/100)*IF('DBH-Upgrade'!$K$6='DBH-Upgrade'!$K$8,$CC2798,($BF2784/(($F2784-18)/100))))+((($B2784-18)/100)*$CB2798))*IF($E2784>50,IF($G2784=11,(1-(($E2784-50)*0.005)),IF($G2784=16,(1-(($E2784-50)*0.005)),IF($G2784=21,(1-(($E2784-50)*0.005)),1))),1)*$CE2798,0)))","v":215},{"$f":"IF($B2784>$F2784,0,IF($C2784>$G2784,0,ROUND((((($F2784-$B2784)/100)*IF('DBH-Upgrade'!$K$6='DBH-Upgrade'!$K$8,$CC2798,($BF2784/(($F2784-18)/100))))+((($B2784-18)/100)*$CB2798))*IF($E2784>50,IF($G2784=11,(1-(($E2784-50)*0.005)),IF($G2784=16,(1-(($E2784-50)*0.005)),IF($G2784=21,(1-(($E2784-50)*0.005)),1))),1)*$CD2798,0)))","v":232},{"$f":"IF($B2784>$F2784,0,IF($C2784>$G2784,0,ROUND((((($F2784-$B2784)/100)*IF('DBH-Upgrade'!$K$6='DBH-Upgrade'!$K$8,$CC2798,($BF2784/(($F2784-18)/100))))+((($B2784-18)/100)*$CB2798))*IF($E2784>50,IF($G2784=11,(1-(($E2784-50)*0.005)),IF($G2784=16,(1-(($E2784-50)*0.005)),IF($G2784=21,(1-(($E2784-50)*0.005)),1))),1),0)))","v":284},0.95,0.95,0.95,197,213,261,85,92,112,3.116215570019424E-2,3.6391431986644886E-2,5.352708778016281E-2,1.3,5.5,5.9,7.9,null,2425,null,0.8,null,null,0,13.2,15.1,21.85,null,1,1,1,197,213,261,null,0,0,0,1,1615,3238,442,63,0.74531089933631789,0.69504144552059222,null,1,1,0.99999999999999978,0.99999999999999978,null,0]
["1501102015",{"$f":"'DBH-Upgrade'!$K$8-$CL2790","v":60},15,1,50,110,20,21.5,0,26,30,44.1,2134.4,{"$f":"IF($B2790>$F2790,0,IF($C2790>$G2790,0,ROUND((((($F2790-$B2790)/100)*IF('DBH-Upgrade'!$K$6='DBH-Upgrade'!$K$8,$BZ2804,($BE2790/(($F2790-18)/100))))+((($B2790-18)/100)*$CA2804))*$CE2804,0)))","v":2159},{"$f":"IF($B2790>$F2790,0,IF($C2790>$G2790,0,ROUND((((($F2790-$B2790)/100)*IF('DBH-Upgrade'!$K$6='DBH-Upgrade'!$K$8,$BZ2804,($BE2790/(($F2790-18)/100))))+((($B2790-18)/100)*$CA2804))*$CD2804,0)))","v":2326},{"$f":"IF($B2790>$F2790,0,IF($C2790>$G2790,0,ROUND(((($F2790-$B2790)/100)*IF('DBH-Upgrade'!$K$6='DBH-Upgrade'!$K$8,$BZ2804,($BE2790/(($F2790-18)/100))))+((($B2790-18)/100)*$CA2804),0)))","v":2855},1.5,1.08,1.08,1.08,2134,{"$f":"IF($B2790>$F2790,0,IF($C2790>$G2790,0,ROUND(((($F2790-$B2790)/100)*(IF('DBH-Upgrade'!$K$6='DBH-Upgrade'!$K$8,$BZ2804,($BE2790/(($F2790-18)/100))))*$CH2804)+((($B2790-18)/100)*$CA2804*$CE2804*$CG2804),0)))","v":2439},{"$f":"IF($B2790>$F2790,0,IF($C2790>$G2790,0,ROUND(((($F2790-$B2790)/100)*(IF('DBH-Upgrade'!$K$6='DBH-Upgrade'!$K$8,$BZ2804,($BE2790/(($F2790-18)/100))))*$CH2804)+((($B2790-18)/100)*$CA2804*$CD2804*$CG2804),0)))","v":2539},{"$f":"IF($B2790>$F2790,0,IF($C2790>$G2790,0,ROUND(((($F2790-$B2790)/100)*(IF('DBH-Upgrade'!$K$6='DBH-Upgrade'!$K$8,$BZ2804,($BE2790/(($F2790-18)/100))))*$CH2804)+((($B2790-18)/100)*$CA2804*$CG2804),0)))","v":2855},184,210,218,246,0.1439378571662937,0.18659758319188915,0.20081967241888679,0.25464965776887316,1.2760000000000001E-4,1.7219,2,3.76611E-4,{"$f":"IF($B2790>$F2790,0,IF($C2790>$G2790,0,ROUND((((($F2790-$B2790)/100)*IF('DBH-Upgrade'!$K$6='DBH-Upgrade'!$K$8,$CC2804,($BF2790/(($F2790-18)/100))))+((($B2790-18)/100)*$CB2804))*IF($E2790>50,IF($G2790=11,(1-(($E2790-50)*0.005)),IF($G2790=16,(1-(($E2790-50)*0.005)),IF($G2790=21,(1-(($E2790-50)*0.005)),1))),1)*$CE2804,0)))","v":189},{"$f":"IF($B2790>$F2790,0,IF($C2790>$G2790,0,ROUND((((($F2790-$B2790)/100)*IF('DBH-Upgrade'!$K$6='DBH-Upgrade'!$K$8,$CC2804,($BF2790/(($F2790-18)/100))))+((($B2790-18)/100)*$CB2804))*IF($E2790>50,IF($G2790=11,(1-(($E2790-50)*0.005)),IF($G2790=16,(1-(($E2790-50)*0.005)),IF($G2790=21,(1-(($E2790-50)*0.005)),1))),1)*$CD2804,0)))","v":204},{"$f":"IF($B2790>$F2790,0,IF($C2790>$G2790,0,ROUND((((($F2790-$B2790)/100)*IF('DBH-Upgrade'!$K$6='DBH-Upgrade'!$K$8,$CC2804,($BF2790/(($F2790-18)/100))))+((($B2790-18)/100)*$CB2804))*IF($E2790>50,IF($G2790=11,(1-(($E2790-50)*0.005)),IF($G2790=16,(1-(($E2790-50)*0.005)),IF($G2790=21,(1-(($E2790-50)*0.005)),1))),1),0)))","v":250},0.95,0.95,0.95,159,172,211,68,74,91,2.0485695911409248E-2,2.4166193401970099E-2,3.6210676740827681E-2,1.5,5.5,5.9,7.9,null,2668,null,0.8,null,null,0,13.2,15.1,21.85,null,1,1,1,159,172,211,null,0,0,0,1,1615,3238,442,63,0.73429802939744349,0.68540112539231846,null,1,1,0.99999999999999978,0.99999999999999978,null,10]
["1501401015",{"$f":"'DBH-Upgrade'!$K$8-$CL2798","v":70},15,1,50,140,10,11.5,0,26,30,45.4,1355.4,{"$f":"IF($B2798>$F2798,0,IF($C2798>$G2798,0,ROUND((((($F2798-$B2798)/100)*IF('DBH-Upgrade'!$K$6='DBH-Upgrade'!$K$8,$BZ2812,($BE2798/(($F2798-18)/100))))+((($B2798-18)/100)*$CA2812))*$CE2812,0)))","v":0},{"$f":"IF($B2798>$F2798,0,IF($C2798>$G2798,0,ROUND((((($F2798-$B2798)/100)*IF('DBH-Upgrade'!$K$6='DBH-Upgrade'!$K$8,$BZ2812,($BE2798/(($F2798-18)/100))))+((($B2798-18)/100)*$CA2812))*$CD2812,0)))","v":0},{"$f":"IF($B2798>$F2798,0,IF($C2798>$G2798,0,ROUND(((($F2798-$B2798)/100)*IF('DBH-Upgrade'!$K$6='DBH-Upgrade'!$K$8,$BZ2812,($BE2798/(($F2798-18)/100))))+((($B2798-18)/100)*$CA2812),0)))","v":0},1.5,1.08,1.08,1.08,1355,{"$f":"IF($B2798>$F2798,0,IF($C2798>$G2798,0,ROUND(((($F2798-$B2798)/100)*(IF('DBH-Upgrade'!$K$6='DBH-Upgrade'!$K$8,$BZ2812,($BE2798/(($F2798-18)/100))))*$CH2812)+((($B2798-18)/100)*$CA2812*$CE2812*$CG2812),0)))","v":0},{"$f":"IF($B2798>$F2798,0,IF($C2798>$G2798,0,ROUND(((($F2798-$B2798)/100)*(IF('DBH-Upgrade'!$K$6='DBH-Upgrade'!$K$8,$BZ2812,($BE2798/(($F2798-18)/100))))*$CH2812)+((($B2798-18)/100)*$CA2812*$CD2812*$CG2812),0)))","v":0},{"$f":"IF($B2798>$F2798,0,IF($C2798>$G2798,0,ROUND(((($F2798-$B2798)/100)*(IF('DBH-Upgrade'!$K$6='DBH-Upgrade'!$K$8,$BZ2812,($BE2798/(($F2798-18)/100))))*$CH2812)+((($B2798-18)/100)*$CA2812*$CG2812),0)))","v":0},117,0,0,0,8.7072593522862174E-2,0,0,0,3.969E-4,1.7345999999999999,2,3.6734700000000002E-4,{"$f":"IF($B2798>$F2798,0,IF($C2798>$G2798,0,ROUND((((($F2798-$B2798)/100)*IF('DBH-Upgrade'!$K$6='DBH-Upgrade'!$K$8,$CC2812,($BF2798/(($F2798-18)/100))))+((($B2798-18)/100)*$CB2812))*IF($E2798>50,IF($G2798=11,(1-(($E2798-50)*0.005)),IF($G2798=16,(1-(($E2798-50)*0.005)),IF($G2798=21,(1-(($E2798-50)*0.005)),1))),1)*$CE2812,0)))","v":0},{"$f":"IF($B2798>$F2798,0,IF($C2798>$G2798,0,ROUND((((($F2798-$B2798)/100)*IF('DBH-Upgrade'!$K$6='DBH-Upgrade'!$K$8,$CC2812,($BF2798/(($F2798-18)/100))))+((($B2798-18)/100)*$CB2812))*IF($E2798>50,IF($G2798=11,(1-(($E2798-50)*0.005)),IF($G2798=16,(1-(($E2798-50)*0.005)),IF($G2798=21,(1-(($E2798-50)*0.005)),1))),1)*$CD2812,0)))","v":0},{"$f":"IF($B2798>$F2798,0,IF($C2798>$G2798,0,ROUND((((($F2798-$B2798)/100)*IF('DBH-Upgrade'!$K$6='DBH-Upgrade'!$K$8,$CC2812,($BF2798/(($F2798-18)/100))))+((($B2798-18)/100)*$CB2812))*IF($E2798>50,IF($G2798=11,(1-(($E2798-50)*0.005)),IF($G2798=16,(1-(($E2798-50)*0.005)),IF($G2798=21,(1-(($E2798-50)*0.005)),1))),1),0)))","v":0},0.98,0.98,0.98,0,0,0,0,0,0,0,0,0,0.9,5.5,5.9,7.9,null,1506,null,0.9,null,null,0,13.2,15.1,21.85,null,1,1,1,0,0,0,null,0,0,0,1,2298,4062,502,78,0.81466996609637188,0.75619868948084668,null,1,1,0.99999999999999978,0.99999999999999978,null,0]
["1501402115",{"$f":"'DBH-Upgrade'!$K$8-$CL2803","v":70},15,1,50,140,21,21.5,0,26,30,45.4,2892,{"$f":"IF($B2803>$F2803,0,IF($C2803>$G2803,0,ROUND((((($F2803-$B2803)/100)*IF('DBH-Upgrade'!$K$6='DBH-Upgrade'!$K$8,$BZ2817,($BE2803/(($F2803-18)/100))))+((($B2803-18)/100)*$CA2817))*$CE2817,0)))","v":3270},{"$f":"IF($B2803>$F2803,0,IF($C2803>$G2803,0,ROUND((((($F2803-$B2803)/100)*IF('DBH-Upgrade'!$K$6='DBH-Upgrade'!$K$8,$BZ2817,($BE2803/(($F2803-18)/100))))+((($B2803-18)/100)*$CA2817))*$CD2817,0)))","v":3502},{"$f":"IF($B2803>$F2803,0,IF($C2803>$G2803,0,ROUND(((($F2803-$B2803)/100)*IF('DBH-Upgrade'!$K$6='DBH-Upgrade'!$K$8,$BZ2817,($BE2803/(($F2803-18)/100))))+((($B2803-18)/100)*$CA2817),0)))","v":4913},1.5,1.05,1.05,1.05,2892,{"$f":"IF($B2803>$F2803,0,IF($C2803>$G2803,0,ROUND(((($F2803-$B2803)/100)*(IF('DBH-Upgrade'!$K$6='DBH-Upgrade'!$K$8,$BZ2817,($BE2803/(($F2803-18)/100))))*$CH2817)+((($B2803-18)/100)*$CA2817*$CE2817*$CG2817),0)))","v":3853},{"$f":"IF($B2803>$F2803,0,IF($C2803>$G2803,0,ROUND(((($F2803-$B2803)/100)*(IF('DBH-Upgrade'!$K$6='DBH-Upgrade'!$K$8,$BZ2817,($BE2803/(($F2803-18)/100))))*$CH2817)+((($B2803-18)/100)*$CA2817*$CD2817*$CG2817),0)))","v":4002},{"$f":"IF($B2803>$F2803,0,IF($C2803>$G2803,0,ROUND(((($F2803-$B2803)/100)*(IF('DBH-Upgrade'!$K$6='DBH-Upgrade'!$K$8,$BZ2817,($BE2803/(($F2803-18)/100))))*$CH2817)+((($B2803-18)/100)*$CA2817*$CG2817),0)))","v":4913},249,331,344,423,0.39640702455899102,0.68919040519385644,0.7428113986344288,1.1107862721909598,1.2760000000000001E-4,1.7219,4,5.1420100000000005E-4,{"$f":"IF($B2803>$F2803,0,IF($C2803>$G2803,0,ROUND((((($F2803-$B2803)/100)*IF('DBH-Upgrade'!$K$6='DBH-Upgrade'!$K$8,$CC2817,($BF2803/(($F2803-18)/100))))+((($B2803-18)/100)*$CB2817))*IF($E2803>50,IF($G2803=11,(1-(($E2803-50)*0.005)),IF($G2803=16,(1-(($E2803-50)*0.005)),IF($G2803=21,(1-(($E2803-50)*0.005)),1))),1)*$CE2817,0)))","v":317},{"$f":"IF($B2803>$F2803,0,IF($C2803>$G2803,0,ROUND((((($F2803-$B2803)/100)*IF('DBH-Upgrade'!$K$6='DBH-Upgrade'!$K$8,$CC2817,($BF2803/(($F2803-18)/100))))+((($B2803-18)/100)*$CB2817))*IF($E2803>50,IF($G2803=11,(1-(($E2803-50)*0.005)),IF($G2803=16,(1-(($E2803-50)*0.005)),IF($G2803=21,(1-(($E2803-50)*0.005)),1))),1)*$CD2817,0)))","v":339},{"$f":"IF($B2803>$F2803,0,IF($C2803>$G2803,0,ROUND((((($F2803-$B2803)/100)*IF('DBH-Upgrade'!$K$6='DBH-Upgrade'!$K$8,$CC2817,($BF2803/(($F2803-18)/100))))+((($B2803-18)/100)*$CB2817))*IF($E2803>50,IF($G2803=11,(1-(($E2803-50)*0.005)),IF($G2803=16,(1-(($E2803-50)*0.005)),IF($G2803=21,(1-(($E2803-50)*0.005)),1))),1),0)))","v":476},0.85,0.85,0.85,274,293,411,118,126,177,9.3376729392859167E-2,0.10598875658671821,0.20452858530985907,3.7,5.5,5.9,7.9,null,3615,null,0.8,null,null,0,13.2,15.1,21.85,null,1,1,1,274,293,411,null,0,0,0,1,3238,4735,725,75,0.72541359909535208,0.67746340042029107,null,1,1,0.99999999999999978,0.99999999999999978,null,0]
["1501801015",{"$f":"'DBH-Upgrade'!$K$8-$CL2810","v":70},15,1,50,180,10,11.5,0,26,30,46.4,1743.3,{"$f":"IF($B2810>$F2810,0,IF($C2810>$G2810,0,ROUND((((($F2810-$B2810)/100)*IF('DBH-Upgrade'!$K$6='DBH-Upgrade'!$K$8,$BZ2824,($BE2810/(($F2810-18)/100))))+((($B2810-18)/100)*$CA2824))*$CE2824,0)))","v":0},{"$f":"IF($B2810>$F2810,0,IF($C2810>$G2810,0,ROUND((((($F2810-$B2810)/100)*IF('DBH-Upgrade'!$K$6='DBH-Upgrade'!$K$8,$BZ2824,($BE2810/(($F2810-18)/100))))+((($B2810-18)/100)*$CA2824))*$CD2824,0)))","v":0},{"$f":"IF($B2810>$F2810,0,IF($C2810>$G2810,0,ROUND(((($F2810-$B2810)/100)*IF('DBH-Upgrade'!$K$6='DBH-Upgrade'!$K$8,$BZ2824,($BE2810/(($F2810-18)/100))))+((($B2810-18)/100)*$CA2824),0)))","v":0},1.5,1.08,1.08,1.08,1743,{"$f":"IF($B2810>$F2810,0,IF($C2810>$G2810,0,ROUND(((($F2810-$B2810)/100)*(IF('DBH-Upgrade'!$K$6='DBH-Upgrade'!$K$8,$BZ2824,($BE2810/(($F2810-18)/100))))*$CH2824)+((($B2810-18)/100)*$CA2824*$CE2824*$CG2824),0)))","v":0},{"$f":"IF($B2810>$F2810,0,IF($C2810>$G2810,0,ROUND(((($F2810-$B2810)/100)*(IF('DBH-Upgrade'!$K$6='DBH-Upgrade'!$K$8,$BZ2824,($BE2810/(($F2810-18)/100))))*$CH2824)+((($B2810-18)/100)*$CA2824*$CD2824*$CG2824),0)))","v":0},{"$f":"IF($B2810>$F2810,0,IF($C2810>$G2810,0,ROUND(((($F2810-$B2810)/100)*(IF('DBH-Upgrade'!$K$6='DBH-Upgrade'!$K$8,$BZ2824,($BE2810/(($F2810-18)/100))))*$CH2824)+((($B2810-18)/100)*$CA2824*$CG2824),0)))","v":0},150,0,0,0,0.157673533315936,0,0,0,3.969E-4,1.7345999999999999,2,3.6734700000000002E-4,{"$f":"IF($B2810>$F2810,0,IF($C2810>$G2810,0,ROUND((((($F2810-$B2810)/100)*IF('DBH-Upgrade'!$K$6='DBH-Upgrade'!$K$8,$CC2824,($BF2810/(($F2810-18)/100))))+((($B2810-18)/100)*$CB2824))*IF($E2810>50,IF($G2810=11,(1-(($E2810-50)*0.005)),IF($G2810=16,(1-(($E2810-50)*0.005)),IF($G2810=21,(1-(($E2810-50)*0.005)),1))),1)*$CE2824,0)))","v":0},{"$f":"IF($B2810>$F2810,0,IF($C2810>$G2810,0,ROUND((((($F2810-$B2810)/100)*IF('DBH-Upgrade'!$K$6='DBH-Upgrade'!$K$8,$CC2824,($BF2810/(($F2810-18)/100))))+((($B2810-18)/100)*$CB2824))*IF($E2810>50,IF($G2810=11,(1-(($E2810-50)*0.005)),IF($G2810=16,(1-(($E2810-50)*0.005)),IF($G2810=21,(1-(($E2810-50)*0.005)),1))),1)*$CD2824,0)))","v":0},{"$f":"IF($B2810>$F2810,0,IF($C2810>$G2810,0,ROUND((((($F2810-$B2810)/100)*IF('DBH-Upgrade'!$K$6='DBH-Upgrade'!$K$8,$CC2824,($BF2810/(($F2810-18)/100))))+((($B2810-18)/100)*$CB2824))*IF($E2810>50,IF($G2810=11,(1-(($E2810-50)*0.005)),IF($G2810=16,(1-(($E2810-50)*0.005)),IF($G2810=21,(1-(($E2810-50)*0.005)),1))),1),0)))","v":0},0.98,0.98,0.98,{"$f":"IF($B2810>$F2810,0,IF($C2810>$G2810,0,ROUND(((($F2810-$B2810)/100)*($BF2810/(($F2810-18)/100))*$CJ2824)+((($B2810-18)/100)*$CB2824*$CE2824*$CI2824),0)))","v":0},{"$f":"IF($B2810>$F2810,0,IF($C2810>$G2810,0,ROUND(((($F2810-$B2810)/100)*($BF2810/(($F2810-18)/100))*$CJ2824)+((($B2810-18)/100)*$CB2824*$CD2824*$CI2824),0)))","v":0},{"$f":"IF($B2810>$F2810,0,IF($C2810>$G2810,0,ROUND(((($F2810-$B2810)/100)*($BF2810/(($F2810-18)/100))*$CJ2824)+((($B2810-18)/100)*$CB2824*$CI2824),0)))","v":0},0,0,0,0,0,0,1.2,{"$f":"IF($B2810>$F2810,$BM$1,CT$21)","v":5.5},{"$f":"IF($B2810>$F2810,$BM$1,CU$21)","v":5.9},{"$f":"IF($B2810>$F2810,$BM$1,CV$21)","v":7.9},null,1937,null,{"$f":"IF($G2810=10,$CU$61,IF($G2810=11,$CU$62,IF($G2810=15,$CU$63,IF($G2810=16,$CU$64,IF($G2810=20,$CU$65,IF($G2810=21,$CU$66))))))","v":0.9},null,null,0,{"$f":"IF($B2810>$F2810,$BM$1,CQ$21)","v":13.2},{"$f":"IF($B2810>$F2810,$BM$1,CR$21)","v":15.1},{"$f":"IF($B2810>$F2810,$BM$1,CS$21)","v":21.85},null,1,1,1,0,0,0,null,0,0,0,{"$f":"IF(SUM(BV2810:BX2810)=0,1,0)","v":1},2298,4062,502,78,0.80301038786259926,0.74330306539663082,null,1,1,0.99999999999999978,0.99999999999999978,null,0]
["1502001515",{"$f":"'DBH-Upgrade'!$K$8-$CL2818","v":70},15,1,50,200,15,16.5,0,26,30,47.1,2774.4,{"$f":"IF($B2818>$F2818,0,IF($C2818>$G2818,0,ROUND((((($F2818-$B2818)/100)*IF('DBH-Upgrade'!$K$6='DBH-Upgrade'!$K$8,$BZ2832,($BE2818/(($F2818-18)/100))))+((($B2818-18)/100)*$CA2832))*$CE2832,0)))","v":2488},{"$f":"IF($B2818>$F2818,0,IF($C2818>$G2818,0,ROUND((((($F2818-$B2818)/100)*IF('DBH-Upgrade'!$K$6='DBH-Upgrade'!$K$8,$BZ2832,($BE2818/(($F2818-18)/100))))+((($B2818-18)/100)*$CA2832))*$CD2832,0)))","v":2621},{"$f":"IF($B2818>$F2818,0,IF($C2818>$G2818,0,ROUND(((($F2818-$B2818)/100)*IF('DBH-Upgrade'!$K$6='DBH-Upgrade'!$K$8,$BZ2832,($BE2818/(($F2818-18)/100))))+((($B2818-18)/100)*$CA2832),0)))","v":3783},1.5,1.08,1.08,1.08,2774,{"$f":"IF($B2818>$F2818,0,IF($C2818>$G2818,0,ROUND(((($F2818-$B2818)/100)*(IF('DBH-Upgrade'!$K$6='DBH-Upgrade'!$K$8,$BZ2832,($BE2818/(($F2818-18)/100))))*$CH2832)+((($B2818-18)/100)*$CA2832*$CE2832*$CG2832),0)))","v":3207},{"$f":"IF($B2818>$F2818,0,IF($C2818>$G2818,0,ROUND(((($F2818-$B2818)/100)*(IF('DBH-Upgrade'!$K$6='DBH-Upgrade'!$K$8,$BZ2832,($BE2818/(($F2818-18)/100))))*$CH2832)+((($B2818-18)/100)*$CA2832*$CD2832*$CG2832),0)))","v":3266},{"$f":"IF($B2818>$F2818,0,IF($C2818>$G2818,0,ROUND(((($F2818-$B2818)/100)*(IF('DBH-Upgrade'!$K$6='DBH-Upgrade'!$K$8,$BZ2832,($BE2818/(($F2818-18)/100))))*$CH2832)+((($B2818-18)/100)*$CA2832*$CG2832),0)))","v":3783},239,276,281,325,0.35399847561411035,0.46712992992451396,0.483581280464911,0.64023557272368126,2.0829999999999999E-4,1.724,2,4.6182900000000003E-4,{"$f":"IF($B2818>$F2818,0,IF($C2818>$G2818,0,ROUND((((($F2818-$B2818)/100)*IF('DBH-Upgrade'!$K$6='DBH-Upgrade'!$K$8,$CC2832,($BF2818/(($F2818-18)/100))))+((($B2818-18)/100)*$CB2832))*IF($E2818>50,IF($G2818=11,(1-(($E2818-50)*0.005)),IF($G2818=16,(1-(($E2818-50)*0.005)),IF($G2818=21,(1-(($E2818-50)*0.005)),1))),1)*$CE2832,0)))","v":205},{"$f":"IF($B2818>$F2818,0,IF($C2818>$G2818,0,ROUND((((($F2818-$B2818)/100)*IF('DBH-Upgrade'!$K$6='DBH-Upgrade'!$K$8,$CC2832,($BF2818/(($F2818-18)/100))))+((($B2818-18)/100)*$CB2832))*IF($E2818>50,IF($G2818=11,(1-(($E2818-50)*0.005)),IF($G2818=16,(1-(($E2818-50)*0.005)),IF($G2818=21,(1-(($E2818-50)*0.005)),1))),1)*$CD2832,0)))","v":216},{"$f":"IF($B2818>$F2818,0,IF($C2818>$G2818,0,ROUND((((($F2818-$B2818)/100)*IF('DBH-Upgrade'!$K$6='DBH-Upgrade'!$K$8,$CC2832,($BF2818/(($F2818-18)/100))))+((($B2818-18)/100)*$CB2832))*IF($E2818>50,IF($G2818=11,(1-(($E2818-50)*0.005)),IF($G2818=16,(1-(($E2818-50)*0.005)),IF($G2818=21,(1-(($E2818-50)*0.005)),1))),1),0)))","v":312},1.01,1.01,1.01,151,159,230,65,68,99,2.9237496801579874E-2,3.1861611898728645E-2,6.5251466875464487E-2,2,5.5,5.9,7.9,null,{"$f":"$BE166","v":3468},null,0.8,null,null,0,13.2,15.1,21.85,null,1,1,1,151,159,230,null,0,0,0,1,{"$error":"#VALUE!"},0,0,{"$error":"#VALUE!"},0.78402243332267385,0.72223627558039949,null,1,1,0.99999999999999978,0.99999999999999978,null,0]
["1502201115",{"$f":"'DBH-Upgrade'!$K$8-$CL2823","v":70},15,1,50,220,11,11.5,0,26,30,47.8,1933.9002898550727,{"$f":"IF($B2823>$F2823,0,IF($C2823>$G2823,0,ROUND((((($F2823-$B2823)/100)*IF('DBH-Upgrade'!$K$6='DBH-Upgrade'!$K$8,$BZ2837,($BE2823/(($F2823-18)/100))))+((($B2823-18)/100)*$CA2837))*$CE2837,0)))","v":0},{"$f":"IF($B2823>$F2823,0,IF($C2823>$G2823,0,ROUND((((($F2823-$B2823)/100)*IF('DBH-Upgrade'!$K$6='DBH-Upgrade'!$K$8,$BZ2837,($BE2823/(($F2823-18)/100))))+((($B2823-18)/100)*$CA2837))*$CD2837,0)))","v":0},{"$f":"IF($B2823>$F2823,0,IF($C2823>$G2823,0,ROUND(((($F2823-$B2823)/100)*IF('DBH-Upgrade'!$K$6='DBH-Upgrade'!$K$8,$BZ2837,($BE2823/(($F2823-18)/100))))+((($B2823-18)/100)*$CA2837),0)))","v":0},1.5,1.1000000000000001,1.1000000000000001,1.1000000000000001,1934,{"$f":"IF($B2823>$F2823,0,IF($C2823>$G2823,0,ROUND(((($F2823-$B2823)/100)*(IF('DBH-Upgrade'!$K$6='DBH-Upgrade'!$K$8,$BZ2837,($BE2823/(($F2823-18)/100))))*$CH2837)+((($B2823-18)/100)*$CA2837*$CE2837*$CG2837),0)))","v":0},{"$f":"IF($B2823>$F2823,0,IF($C2823>$G2823,0,ROUND(((($F2823-$B2823)/100)*(IF('DBH-Upgrade'!$K$6='DBH-Upgrade'!$K$8,$BZ2837,($BE2823/(($F2823-18)/100))))*$CH2837)+((($B2823-18)/100)*$CA2837*$CD2837*$CG2837),0)))","v":0},{"$f":"IF($B2823>$F2823,0,IF($C2823>$G2823,0,ROUND(((($F2823-$B2823)/100)*(IF('DBH-Upgrade'!$K$6='DBH-Upgrade'!$K$8,$BZ2837,($BE2823/(($F2823-18)/100))))*$CH2837)+((($B2823-18)/100)*$CA2837*$CG2837),0)))","v":0},166,0,0,0,0.38206692152465072,0,0,0,3.969E-4,1.7345999999999999,4,5.7428799999999995E-4,{"$f":"IF($B2823>$F2823,0,IF($C2823>$G2823,0,ROUND((((($F2823-$B2823)/100)*IF('DBH-Upgrade'!$K$6='DBH-Upgrade'!$K$8,$CC2837,($BF2823/(($F2823-18)/100))))+((($B2823-18)/100)*$CB2837))*IF($E2823>50,IF($G2823=11,(1-(($E2823-50)*0.005)),IF($G2823=16,(1-(($E2823-50)*0.005)),IF($G2823=21,(1-(($E2823-50)*0.005)),1))),1)*$CE2837,0)))","v":0},{"$f":"IF($B2823>$F2823,0,IF($C2823>$G2823,0,ROUND((((($F2823-$B2823)/100)*IF('DBH-Upgrade'!$K$6='DBH-Upgrade'!$K$8,$CC2837,($BF2823/(($F2823-18)/100))))+((($B2823-18)/100)*$CB2837))*IF($E2823>50,IF($G2823=11,(1-(($E2823-50)*0.005)),IF($G2823=16,(1-(($E2823-50)*0.005)),IF($G2823=21,(1-(($E2823-50)*0.005)),1))),1)*$CD2837,0)))","v":0},{"$f":"IF($B2823>$F2823,0,IF($C2823>$G2823,0,ROUND((((($F2823-$B2823)/100)*IF('DBH-Upgrade'!$K$6='DBH-Upgrade'!$K$8,$CC2837,($BF2823/(($F2823-18)/100))))+((($B2823-18)/100)*$CB2837))*IF($E2823>50,IF($G2823=11,(1-(($E2823-50)*0.005)),IF($G2823=16,(1-(($E2823-50)*0.005)),IF($G2823=21,(1-(($E2823-50)*0.005)),1))),1),0)))","v":0},0.95,0.95,0.95,0,0,0,0,0,0,0,0,0,2.9,5.5,5.9,7.9,null,2843.971014492754,null,0.68,null,null,0,13.2,15.1,21.85,null,1,1,1,0,0,0,null,0,0,0,1,2489,6098,791,92,0.70153112340864476,0.65706930534609798,null,1,1,0.99999999999999978,0.99999999999999978,null,0]
["1502601015",{"$f":"'DBH-Upgrade'!$K$8-$CL2834","v":70},15,1,50,260,10,11.5,0,26,30,48.1,2407.0146067415731,{"$f":"IF($B2834>$F2834,0,IF($C2834>$G2834,0,ROUND((((($F2834-$B2834)/100)*IF('DBH-Upgrade'!$K$6='DBH-Upgrade'!$K$8,$BZ2848,($BE2834/(($F2834-18)/100))))+((($B2834-18)/100)*$CA2848))*$CE2848,0)))","v":0},{"$f":"IF($B2834>$F2834,0,IF($C2834>$G2834,0,ROUND((((($F2834-$B2834)/100)*IF('DBH-Upgrade'!$K$6='DBH-Upgrade'!$K$8,$BZ2848,($BE2834/(($F2834-18)/100))))+((($B2834-18)/100)*$CA2848))*$CD2848,0)))","v":0},{"$f":"IF($B2834>$F2834,0,IF($C2834>$G2834,0,ROUND(((($F2834-$B2834)/100)*IF('DBH-Upgrade'!$K$6='DBH-Upgrade'!$K$8,$BZ2848,($BE2834/(($F2834-18)/100))))+((($B2834-18)/100)*$CA2848),0)))","v":0},1.5,1.08,1.08,1.08,2407,{"$f":"IF($B2834>$F2834,0,IF($C2834>$G2834,0,ROUND(((($F2834-$B2834)/100)*(IF('DBH-Upgrade'!$K$6='DBH-Upgrade'!$K$8,$BZ2848,($BE2834/(($F2834-18)/100))))*$CH2848)+((($B2834-18)/100)*$CA2848*$CE2848*$CG2848),0)))","v":0},{"$f":"IF($B2834>$F2834,0,IF($C2834>$G2834,0,ROUND(((($F2834-$B2834)/100)*(IF('DBH-Upgrade'!$K$6='DBH-Upgrade'!$K$8,$BZ2848,($BE2834/(($F2834-18)/100))))*$CH2848)+((($B2834-18)/100)*$CA2848*$CD2848*$CG2848),0)))","v":0},{"$f":"IF($B2834>$F2834,0,IF($C2834>$G2834,0,ROUND(((($F2834-$B2834)/100)*(IF('DBH-Upgrade'!$K$6='DBH-Upgrade'!$K$8,$BZ2848,($BE2834/(($F2834-18)/100))))*$CH2848)+((($B2834-18)/100)*$CA2848*$CG2848),0)))","v":0},207,0,0,0,0.35307076028701984,0,0,0,3.969E-4,1.7345999999999999,2,3.6734700000000002E-4,{"$f":"IF($B2834>$F2834,0,IF($C2834>$G2834,0,ROUND((((($F2834-$B2834)/100)*IF('DBH-Upgrade'!$K$6='DBH-Upgrade'!$K$8,$CC2848,($BF2834/(($F2834-18)/100))))+((($B2834-18)/100)*$CB2848))*IF($E2834>50,IF($G2834=11,(1-(($E2834-50)*0.005)),IF($G2834=16,(1-(($E2834-50)*0.005)),IF($G2834=21,(1-(($E2834-50)*0.005)),1))),1)*$CE2848,0)))","v":0},{"$f":"IF($B2834>$F2834,0,IF($C2834>$G2834,0,ROUND((((($F2834-$B2834)/100)*IF('DBH-Upgrade'!$K$6='DBH-Upgrade'!$K$8,$CC2848,($BF2834/(($F2834-18)/100))))+((($B2834-18)/100)*$CB2848))*IF($E2834>50,IF($G2834=11,(1-(($E2834-50)*0.005)),IF($G2834=16,(1-(($E2834-50)*0.005)),IF($G2834=21,(1-(($E2834-50)*0.005)),1))),1)*$CD2848,0)))","v":0},{"$f":"IF($B2834>$F2834,0,IF($C2834>$G2834,0,ROUND((((($F2834-$B2834)/100)*IF('DBH-Upgrade'!$K$6='DBH-Upgrade'!$K$8,$CC2848,($BF2834/(($F2834-18)/100))))+((($B2834-18)/100)*$CB2848))*IF($E2834>50,IF($G2834=11,(1-(($E2834-50)*0.005)),IF($G2834=16,(1-(($E2834-50)*0.005)),IF($G2834=21,(1-(($E2834-50)*0.005)),1))),1),0)))","v":0},0.98,0.98,0.98,0,0,0,0,0,0,0,0,0,1.7,5.5,5.9,7.9,null,2674.4606741573034,null,0.9,null,null,0,13.2,15.1,21.85,null,1,1,1,0,0,0,null,0,0,0,1,2298,4062,502,78,0.76885591203746129,0.70538685838828352,null,1,1,0.99999999999999978,0.99999999999999978,null,0]
["1502602015",{"$f":"'DBH-Upgrade'!$K$8-$CL2838","v":50},15,1,50,260,20,21.5,0,26,30,48.1,4821.6629213483147,{"$f":"IF($B2838>$F2838,0,IF($C2838>$G2838,0,ROUND((((($F2838-$B2838)/100)*IF('DBH-Upgrade'!$K$6='DBH-Upgrade'!$K$8,$BZ2852,($BE2838/(($F2838-18)/100))))+((($B2838-18)/100)*$CA2852))*$CE2852,0)))","v":4165},{"$f":"IF($B2838>$F2838,0,IF($C2838>$G2838,0,ROUND((((($F2838-$B2838)/100)*IF('DBH-Upgrade'!$K$6='DBH-Upgrade'!$K$8,$BZ2852,($BE2838/(($F2838-18)/100))))+((($B2838-18)/100)*$CA2852))*$CD2852,0)))","v":4594},{"$f":"IF($B2838>$F2838,0,IF($C2838>$G2838,0,ROUND(((($F2838-$B2838)/100)*IF('DBH-Upgrade'!$K$6='DBH-Upgrade'!$K$8,$BZ2852,($BE2838/(($F2838-18)/100))))+((($B2838-18)/100)*$CA2852),0)))","v":6126},1.5,1.08,1.08,1.08,4822,{"$f":"IF($B2838>$F2838,0,IF($C2838>$G2838,0,ROUND(((($F2838-$B2838)/100)*(IF('DBH-Upgrade'!$K$6='DBH-Upgrade'!$K$8,$BZ2852,($BE2838/(($F2838-18)/100))))*$CH2852)+((($B2838-18)/100)*$CA2852*$CE2852*$CG2852),0)))","v":5710},{"$f":"IF($B2838>$F2838,0,IF($C2838>$G2838,0,ROUND(((($F2838-$B2838)/100)*(IF('DBH-Upgrade'!$K$6='DBH-Upgrade'!$K$8,$BZ2852,($BE2838/(($F2838-18)/100))))*$CH2852)+((($B2838-18)/100)*$CA2852*$CD2852*$CG2852),0)))","v":5801},{"$f":"IF($B2838>$F2838,0,IF($C2838>$G2838,0,ROUND(((($F2838-$B2838)/100)*(IF('DBH-Upgrade'!$K$6='DBH-Upgrade'!$K$8,$BZ2852,($BE2838/(($F2838-18)/100))))*$CH2852)+((($B2838-18)/100)*$CA2852*$CG2852),0)))","v":6126},415,491,499,527,0.83350325055270258,1.1540856092504426,1.1907754246385394,1.3235913697627018,1.2760000000000001E-4,1.7219,2,3.76611E-4,{"$f":"IF($B2838>$F2838,0,IF($C2838>$G2838,0,ROUND((((($F2838-$B2838)/100)*IF('DBH-Upgrade'!$K$6='DBH-Upgrade'!$K$8,$CC2852,($BF2838/(($F2838-18)/100))))+((($B2838-18)/100)*$CB2852))*IF($E2838>50,IF($G2838=11,(1-(($E2838-50)*0.005)),IF($G2838=16,(1-(($E2838-50)*0.005)),IF($G2838=21,(1-(($E2838-50)*0.005)),1))),1)*$CE2852,0)))","v":221},{"$f":"IF($B2838>$F2838,0,IF($C2838>$G2838,0,ROUND((((($F2838-$B2838)/100)*IF('DBH-Upgrade'!$K$6='DBH-Upgrade'!$K$8,$CC2852,($BF2838/(($F2838-18)/100))))+((($B2838-18)/100)*$CB2852))*IF($E2838>50,IF($G2838=11,(1-(($E2838-50)*0.005)),IF($G2838=16,(1-(($E2838-50)*0.005)),IF($G2838=21,(1-(($E2838-50)*0.005)),1))),1)*$CD2852,0)))","v":243},{"$f":"IF($B2838>$F2838,0,IF($C2838>$G2838,0,ROUND((((($F2838-$B2838)/100)*IF('DBH-Upgrade'!$K$6='DBH-Upgrade'!$K$8,$CC2852,($BF2838/(($F2838-18)/100))))+((($B2838-18)/100)*$CB2852))*IF($E2838>50,IF($G2838=11,(1-(($E2838-50)*0.005)),IF($G2838=16,(1-(($E2838-50)*0.005)),IF($G2838=21,(1-(($E2838-50)*0.005)),1))),1),0)))","v":324},0.95,0.95,0.95,109,120,161,47,52,69,1.2803672568722465E-2,1.5514936607605079E-2,2.6580275887806055E-2,3.5,5.5,5.9,7.9,null,6027.0786516853932,null,0.8,null,null,0,13.2,15.1,21.85,null,1,1,1,109,120,161,null,0,0,0,1,1615,3238,442,63,0.68521071868549555,0.65780685179925613,null,1,1,0.99999999999999978,0.99999999999999978,null,20]
["1502801615",{"$f":"'DBH-Upgrade'!$K$8-$CL2843","v":70},15,1,50,280,16,16.5,0,26,30,48.9,3613.5200000000004,{"$f":"IF($B2843>$F2843,0,IF($C2843>$G2843,0,ROUND((((($F2843-$B2843)/100)*IF('DBH-Upgrade'!$K$6='DBH-Upgrade'!$K$8,$BZ2857,($BE2843/(($F2843-18)/100))))+((($B2843-18)/100)*$CA2857))*$CE2857,0)))","v":6096},{"$f":"IF($B2843>$F2843,0,IF($C2843>$G2843,0,ROUND((((($F2843-$B2843)/100)*IF('DBH-Upgrade'!$K$6='DBH-Upgrade'!$K$8,$BZ2857,($BE2843/(($F2843-18)/100))))+((($B2843-18)/100)*$CA2857))*$CD2857,0)))","v":6233},{"$f":"IF($B2843>$F2843,0,IF($C2843>$G2843,0,ROUND(((($F2843-$B2843)/100)*IF('DBH-Upgrade'!$K$6='DBH-Upgrade'!$K$8,$BZ2857,($BE2843/(($F2843-18)/100))))+((($B2843-18)/100)*$CA2857),0)))","v":9262},1.5,1.1000000000000001,1.1000000000000001,1.1000000000000001,3614,{"$f":"IF($B2843>$F2843,0,IF($C2843>$G2843,0,ROUND(((($F2843-$B2843)/100)*(IF('DBH-Upgrade'!$K$6='DBH-Upgrade'!$K$8,$BZ2857,($BE2843/(($F2843-18)/100))))*$CH2857)+((($B2843-18)/100)*$CA2857*$CE2857*$CG2857),0)))","v":8420},{"$f":"IF($B2843>$F2843,0,IF($C2843>$G2843,0,ROUND(((($F2843-$B2843)/100)*(IF('DBH-Upgrade'!$K$6='DBH-Upgrade'!$K$8,$BZ2857,($BE2843/(($F2843-18)/100))))*$CH2857)+((($B2843-18)/100)*$CA2857*$CD2857*$CG2857),0)))","v":8457},{"$f":"IF($B2843>$F2843,0,IF($C2843>$G2843,0,ROUND(((($F2843-$B2843)/100)*(IF('DBH-Upgrade'!$K$6='DBH-Upgrade'!$K$8,$BZ2857,($BE2843/(($F2843-18)/100))))*$CH2857)+((($B2843-18)/100)*$CA2857*$CG2857),0)))","v":9262},311,724,727,797,1.7504351207217188,9.0013727788752664,9.0740004619629797,10.849524916894591,2.0829999999999999E-4,1.724,4,1.392796E-3,{"$f":"IF($B2843>$F2843,0,IF($C2843>$G2843,0,ROUND((((($F2843-$B2843)/100)*IF('DBH-Upgrade'!$K$6='DBH-Upgrade'!$K$8,$CC2857,($BF2843/(($F2843-18)/100))))+((($B2843-18)/100)*$CB2857))*IF($E2843>50,IF($G2843=11,(1-(($E2843-50)*0.005)),IF($G2843=16,(1-(($E2843-50)*0.005)),IF($G2843=21,(1-(($E2843-50)*0.005)),1))),1)*$CE2857,0)))","v":352},{"$f":"IF($B2843>$F2843,0,IF($C2843>$G2843,0,ROUND((((($F2843-$B2843)/100)*IF('DBH-Upgrade'!$K$6='DBH-Upgrade'!$K$8,$CC2857,($BF2843/(($F2843-18)/100))))+((($B2843-18)/100)*$CB2857))*IF($E2843>50,IF($G2843=11,(1-(($E2843-50)*0.005)),IF($G2843=16,(1-(($E2843-50)*0.005)),IF($G2843=21,(1-(($E2843-50)*0.005)),1))),1)*$CD2857,0)))","v":360},{"$f":"IF($B2843>$F2843,0,IF($C2843>$G2843,0,ROUND((((($F2843-$B2843)/100)*IF('DBH-Upgrade'!$K$6='DBH-Upgrade'!$K$8,$CC2857,($BF2843/(($F2843-18)/100))))+((($B2843-18)/100)*$CB2857))*IF($E2843>50,IF($G2843=11,(1-(($E2843-50)*0.005)),IF($G2843=16,(1-(($E2843-50)*0.005)),IF($G2843=21,(1-(($E2843-50)*0.005)),1))),1),0)))","v":535},0.95,0.95,0.95,248,254,377,107,109,162,0.22464127511866464,0.23275585039001781,0.49798272720736986,5.6,5.5,5.9,7.9,null,5314,null,0.68,null,null,0,13.2,15.1,21.85,null,1,1,1,248,254,377,null,0,0,0,1,{"$error":"#VALUE!"},0,0,{"$error":"#VALUE!"},0.75027509009945204,0.68488673514658593,null,1,1,0.99999999999999978,0.99999999999999978,null,0]
["165701615",{"$f":"'DBH-Upgrade'!$K$8-$CL2855","v":60},15,1,65,70,16,16.5,0,26,30,41.1,1034.28,{"$f":"IF($B2855>$F2855,0,IF($C2855>$G2855,0,ROUND((((($F2855-$B2855)/100)*IF('DBH-Upgrade'!$K$6='DBH-Upgrade'!$K$8,$BZ2869,($BE2855/(($F2855-18)/100))))+((($B2855-18)/100)*$CA2869))*$CE2869,0)))","v":1628},{"$f":"IF($B2855>$F2855,0,IF($C2855>$G2855,0,ROUND((((($F2855-$B2855)/100)*IF('DBH-Upgrade'!$K$6='DBH-Upgrade'!$K$8,$BZ2869,($BE2855/(($F2855-18)/100))))+((($B2855-18)/100)*$CA2869))*$CD2869,0)))","v":1747},{"$f":"IF($B2855>$F2855,0,IF($C2855>$G2855,0,ROUND(((($F2855-$B2855)/100)*IF('DBH-Upgrade'!$K$6='DBH-Upgrade'!$K$8,$BZ2869,($BE2855/(($F2855-18)/100))))+((($B2855-18)/100)*$CA2869),0)))","v":2313},1.5,1.1000000000000001,1.1000000000000001,1.1000000000000001,1034,{"$f":"IF($B2855>$F2855,0,IF($C2855>$G2855,0,ROUND(((($F2855-$B2855)/100)*(IF('DBH-Upgrade'!$K$6='DBH-Upgrade'!$K$8,$BZ2869,($BE2855/(($F2855-18)/100))))*$CH2869)+((($B2855-18)/100)*$CA2869*$CE2869*$CG2869),0)))","v":1724},{"$f":"IF($B2855>$F2855,0,IF($C2855>$G2855,0,ROUND(((($F2855-$B2855)/100)*(IF('DBH-Upgrade'!$K$6='DBH-Upgrade'!$K$8,$BZ2869,($BE2855/(($F2855-18)/100))))*$CH2869)+((($B2855-18)/100)*$CA2869*$CD2869*$CG2869),0)))","v":1826},{"$f":"IF($B2855>$F2855,0,IF($C2855>$G2855,0,ROUND(((($F2855-$B2855)/100)*(IF('DBH-Upgrade'!$K$6='DBH-Upgrade'!$K$8,$BZ2869,($BE2855/(($F2855-18)/100))))*$CH2869)+((($B2855-18)/100)*$CA2869*$CG2869),0)))","v":2313},89,148,157,199,0.11853524310307993,0.32401341958091157,0.36416330822999837,0.58224305620495909,2.0829999999999999E-4,1.724,4,1.392796E-3,{"$f":"IF($B2855>$F2855,0,IF($C2855>$G2855,0,ROUND((((($F2855-$B2855)/100)*IF('DBH-Upgrade'!$K$6='DBH-Upgrade'!$K$8,$CC2869,($BF2855/(($F2855-18)/100))))+((($B2855-18)/100)*$CB2869))*IF($E2855>50,IF($G2855=11,(1-(($E2855-50)*0.005)),IF($G2855=16,(1-(($E2855-50)*0.005)),IF($G2855=21,(1-(($E2855-50)*0.005)),1))),1)*$CE2869,0)))","v":203},{"$f":"IF($B2855>$F2855,0,IF($C2855>$G2855,0,ROUND((((($F2855-$B2855)/100)*IF('DBH-Upgrade'!$K$6='DBH-Upgrade'!$K$8,$CC2869,($BF2855/(($F2855-18)/100))))+((($B2855-18)/100)*$CB2869))*IF($E2855>50,IF($G2855=11,(1-(($E2855-50)*0.005)),IF($G2855=16,(1-(($E2855-50)*0.005)),IF($G2855=21,(1-(($E2855-50)*0.005)),1))),1)*$CD2869,0)))","v":218},{"$f":"IF($B2855>$F2855,0,IF($C2855>$G2855,0,ROUND((((($F2855-$B2855)/100)*IF('DBH-Upgrade'!$K$6='DBH-Upgrade'!$K$8,$CC2869,($BF2855/(($F2855-18)/100))))+((($B2855-18)/100)*$CB2869))*IF($E2855>50,IF($G2855=11,(1-(($E2855-50)*0.005)),IF($G2855=16,(1-(($E2855-50)*0.005)),IF($G2855=21,(1-(($E2855-50)*0.005)),1))),1),0)))","v":289},0.95,0.95,0.95,214,230,305,92,99,131,0.12655966701202678,0.14629549640884207,0.25452474144255971,1.4,5.5,5.9,7.9,null,1521,null,0.68,null,null,0,13.2,15.1,21.85,null,1,1,1,214,230,305,null,0,0,0,1,{"$error":"#VALUE!"},0,0,{"$error":"#VALUE!"},0.75077946095441817,0.68,null,1,1,0.99999999999999978,0.99999999999999978,null,10]
["165802015",{"$f":"'DBH-Upgrade'!$K$8-$CL2862","v":70},15,1,65,80,20,21.5,0,26,30,42.4,1718.4,{"$f":"IF($B2862>$F2862,0,IF($C2862>$G2862,0,ROUND((((($F2862-$B2862)/100)*IF('DBH-Upgrade'!$K$6='DBH-Upgrade'!$K$8,$BZ2876,($BE2862/(($F2862-18)/100))))+((($B2862-18)/100)*$CA2876))*$CE2876,0)))","v":1807},{"$f":"IF($B2862>$F2862,0,IF($C2862>$G2862,0,ROUND((((($F2862-$B2862)/100)*IF('DBH-Upgrade'!$K$6='DBH-Upgrade'!$K$8,$BZ2876,($BE2862/(($F2862-18)/100))))+((($B2862-18)/100)*$CA2876))*$CD2876,0)))","v":1940},{"$f":"IF($B2862>$F2862,0,IF($C2862>$G2862,0,ROUND(((($F2862-$B2862)/100)*IF('DBH-Upgrade'!$K$6='DBH-Upgrade'!$K$8,$BZ2876,($BE2862/(($F2862-18)/100))))+((($B2862-18)/100)*$CA2876),0)))","v":2342},1.5,1.08,1.08,1.08,1718,{"$f":"IF($B2862>$F2862,0,IF($C2862>$G2862,0,ROUND(((($F2862-$B2862)/100)*(IF('DBH-Upgrade'!$K$6='DBH-Upgrade'!$K$8,$BZ2876,($BE2862/(($F2862-18)/100))))*$CH2876)+((($B2862-18)/100)*$CA2876*$CE2876*$CG2876),0)))","v":1859},{"$f":"IF($B2862>$F2862,0,IF($C2862>$G2862,0,ROUND(((($F2862-$B2862)/100)*(IF('DBH-Upgrade'!$K$6='DBH-Upgrade'!$K$8,$BZ2876,($BE2862/(($F2862-18)/100))))*$CH2876)+((($B2862-18)/100)*$CA2876*$CD2876*$CG2876),0)))","v":1980},{"$f":"IF($B2862>$F2862,0,IF($C2862>$G2862,0,ROUND(((($F2862-$B2862)/100)*(IF('DBH-Upgrade'!$K$6='DBH-Upgrade'!$K$8,$BZ2876,($BE2862/(($F2862-18)/100))))*$CH2876)+((($B2862-18)/100)*$CA2876*$CG2876),0)))","v":2342},148,160,170,201,8.9796338568707779E-2,0.10472380992097208,0.11803010584799242,0.16427796576719667,1.2760000000000001E-4,1.7219,2,3.76611E-4,{"$f":"IF($B2862>$F2862,0,IF($C2862>$G2862,0,ROUND((((($F2862-$B2862)/100)*IF('DBH-Upgrade'!$K$6='DBH-Upgrade'!$K$8,$CC2876,($BF2862/(($F2862-18)/100))))+((($B2862-18)/100)*$CB2876))*IF($E2862>50,IF($G2862=11,(1-(($E2862-50)*0.005)),IF($G2862=16,(1-(($E2862-50)*0.005)),IF($G2862=21,(1-(($E2862-50)*0.005)),1))),1)*$CE2876,0)))","v":207},{"$f":"IF($B2862>$F2862,0,IF($C2862>$G2862,0,ROUND((((($F2862-$B2862)/100)*IF('DBH-Upgrade'!$K$6='DBH-Upgrade'!$K$8,$CC2876,($BF2862/(($F2862-18)/100))))+((($B2862-18)/100)*$CB2876))*IF($E2862>50,IF($G2862=11,(1-(($E2862-50)*0.005)),IF($G2862=16,(1-(($E2862-50)*0.005)),IF($G2862=21,(1-(($E2862-50)*0.005)),1))),1)*$CD2876,0)))","v":223},{"$f":"IF($B2862>$F2862,0,IF($C2862>$G2862,0,ROUND((((($F2862-$B2862)/100)*IF('DBH-Upgrade'!$K$6='DBH-Upgrade'!$K$8,$CC2876,($BF2862/(($F2862-18)/100))))+((($B2862-18)/100)*$CB2876))*IF($E2862>50,IF($G2862=11,(1-(($E2862-50)*0.005)),IF($G2862=16,(1-(($E2862-50)*0.005)),IF($G2862=21,(1-(($E2862-50)*0.005)),1))),1),0)))","v":269},0.95,0.95,0.95,201,216,261,86,93,112,3.0812860954705073E-2,3.5944543478209683E-2,5.1837871514517291E-2,1.1000000000000001,5.5,5.9,7.9,null,2148,null,0.8,null,null,0,13.2,15.1,21.85,null,1,1,1,201,216,261,null,0,0,0,1,1615,3238,442,63,0.75555534806492441,0.70383877729866806,null,1,1,0.99999999999999978,0.99999999999999978,null,0]
["165802115",{"$f":"'DBH-Upgrade'!$K$8-$CL2863","v":70},15,1,65,80,21,21.5,0,26,30,42.4,1939.2,{"$f":"IF($B2863>$F2863,0,IF($C2863>$G2863,0,ROUND((((($F2863-$B2863)/100)*IF('DBH-Upgrade'!$K$6='DBH-Upgrade'!$K$8,$BZ2877,($BE2863/(($F2863-18)/100))))+((($B2863-18)/100)*$CA2877))*$CE2877,0)))","v":2377},{"$f":"IF($B2863>$F2863,0,IF($C2863>$G2863,0,ROUND((((($F2863-$B2863)/100)*IF('DBH-Upgrade'!$K$6='DBH-Upgrade'!$K$8,$BZ2877,($BE2863/(($F2863-18)/100))))+((($B2863-18)/100)*$CA2877))*$CD2877,0)))","v":2549},{"$f":"IF($B2863>$F2863,0,IF($C2863>$G2863,0,ROUND(((($F2863-$B2863)/100)*IF('DBH-Upgrade'!$K$6='DBH-Upgrade'!$K$8,$BZ2877,($BE2863/(($F2863-18)/100))))+((($B2863-18)/100)*$CA2877),0)))","v":3420},1.5,1.05,1.05,1.05,1939,{"$f":"IF($B2863>$F2863,0,IF($C2863>$G2863,0,ROUND(((($F2863-$B2863)/100)*(IF('DBH-Upgrade'!$K$6='DBH-Upgrade'!$K$8,$BZ2877,($BE2863/(($F2863-18)/100))))*$CH2877)+((($B2863-18)/100)*$CA2877*$CE2877*$CG2877),0)))","v":2453},{"$f":"IF($B2863>$F2863,0,IF($C2863>$G2863,0,ROUND(((($F2863-$B2863)/100)*(IF('DBH-Upgrade'!$K$6='DBH-Upgrade'!$K$8,$BZ2877,($BE2863/(($F2863-18)/100))))*$CH2877)+((($B2863-18)/100)*$CA2877*$CD2877*$CG2877),0)))","v":2612},{"$f":"IF($B2863>$F2863,0,IF($C2863>$G2863,0,ROUND(((($F2863-$B2863)/100)*(IF('DBH-Upgrade'!$K$6='DBH-Upgrade'!$K$8,$BZ2877,($BE2863/(($F2863-18)/100))))*$CH2877)+((($B2863-18)/100)*$CA2877*$CG2877),0)))","v":3420},167,211,225,294,0.16258372480535185,0.25732674402542394,0.29194322426062352,0.49394887463654819,1.2760000000000001E-4,1.7219,4,5.1420100000000005E-4,{"$f":"IF($B2863>$F2863,0,IF($C2863>$G2863,0,ROUND((((($F2863-$B2863)/100)*IF('DBH-Upgrade'!$K$6='DBH-Upgrade'!$K$8,$CC2877,($BF2863/(($F2863-18)/100))))+((($B2863-18)/100)*$CB2877))*IF($E2863>50,IF($G2863=11,(1-(($E2863-50)*0.005)),IF($G2863=16,(1-(($E2863-50)*0.005)),IF($G2863=21,(1-(($E2863-50)*0.005)),1))),1)*$CE2877,0)))","v":270},{"$f":"IF($B2863>$F2863,0,IF($C2863>$G2863,0,ROUND((((($F2863-$B2863)/100)*IF('DBH-Upgrade'!$K$6='DBH-Upgrade'!$K$8,$CC2877,($BF2863/(($F2863-18)/100))))+((($B2863-18)/100)*$CB2877))*IF($E2863>50,IF($G2863=11,(1-(($E2863-50)*0.005)),IF($G2863=16,(1-(($E2863-50)*0.005)),IF($G2863=21,(1-(($E2863-50)*0.005)),1))),1)*$CD2877,0)))","v":290},{"$f":"IF($B2863>$F2863,0,IF($C2863>$G2863,0,ROUND((((($F2863-$B2863)/100)*IF('DBH-Upgrade'!$K$6='DBH-Upgrade'!$K$8,$CC2877,($BF2863/(($F2863-18)/100))))+((($B2863-18)/100)*$CB2877))*IF($E2863>50,IF($G2863=11,(1-(($E2863-50)*0.005)),IF($G2863=16,(1-(($E2863-50)*0.005)),IF($G2863=21,(1-(($E2863-50)*0.005)),1))),1),0)))","v":389},0.85,0.85,0.85,286,307,411,123,132,177,8.9258715433195926E-2,0.10250721708800391,0.18224047958741046,2.1,5.5,5.9,7.9,null,2424,null,0.8,null,null,0,13.2,15.1,21.85,null,1,1,1,286,307,411,null,0,0,0,1,3238,4735,725,75,0.75555534806492441,0.70383877729866806,null,1,1,0.99999999999999978,0.99999999999999978,null,0]
["1651001115",{"$f":"'DBH-Upgrade'!$K$8-$CL2871","v":70},15,1,65,100,11,11.5,0,26,30,44.1,1049.24,{"$f":"IF($B2871>$F2871,0,IF($C2871>$G2871,0,ROUND((((($F2871-$B2871)/100)*IF('DBH-Upgrade'!$K$6='DBH-Upgrade'!$K$8,$BZ2885,($BE2871/(($F2871-18)/100))))+((($B2871-18)/100)*$CA2885))*$CE2885,0)))","v":0},{"$f":"IF($B2871>$F2871,0,IF($C2871>$G2871,0,ROUND((((($F2871-$B2871)/100)*IF('DBH-Upgrade'!$K$6='DBH-Upgrade'!$K$8,$BZ2885,($BE2871/(($F2871-18)/100))))+((($B2871-18)/100)*$CA2885))*$CD2885,0)))","v":0},{"$f":"IF($B2871>$F2871,0,IF($C2871>$G2871,0,ROUND(((($F2871-$B2871)/100)*IF('DBH-Upgrade'!$K$6='DBH-Upgrade'!$K$8,$BZ2885,($BE2871/(($F2871-18)/100))))+((($B2871-18)/100)*$CA2885),0)))","v":0},1.5,1.1000000000000001,1.1000000000000001,1.1000000000000001,1049,{"$f":"IF($B2871>$F2871,0,IF($C2871>$G2871,0,ROUND(((($F2871-$B2871)/100)*(IF('DBH-Upgrade'!$K$6='DBH-Upgrade'!$K$8,$BZ2885,($BE2871/(($F2871-18)/100))))*$CH2885)+((($B2871-18)/100)*$CA2885*$CE2885*$CG2885),0)))","v":0},{"$f":"IF($B2871>$F2871,0,IF($C2871>$G2871,0,ROUND(((($F2871-$B2871)/100)*(IF('DBH-Upgrade'!$K$6='DBH-Upgrade'!$K$8,$BZ2885,($BE2871/(($F2871-18)/100))))*$CH2885)+((($B2871-18)/100)*$CA2885*$CD2885*$CG2885),0)))","v":0},{"$f":"IF($B2871>$F2871,0,IF($C2871>$G2871,0,ROUND(((($F2871-$B2871)/100)*(IF('DBH-Upgrade'!$K$6='DBH-Upgrade'!$K$8,$BZ2885,($BE2871/(($F2871-18)/100))))*$CH2885)+((($B2871-18)/100)*$CA2885*$CG2885),0)))","v":0},90,0,0,0,7.8266073927165669E-2,0,0,0,3.969E-4,1.7345999999999999,4,5.7428799999999995E-4,{"$f":"IF($B2871>$F2871,0,IF($C2871>$G2871,0,ROUND((((($F2871-$B2871)/100)*IF('DBH-Upgrade'!$K$6='DBH-Upgrade'!$K$8,$CC2885,($BF2871/(($F2871-18)/100))))+((($B2871-18)/100)*$CB2885))*IF($E2871>50,IF($G2871=11,(1-(($E2871-50)*0.005)),IF($G2871=16,(1-(($E2871-50)*0.005)),IF($G2871=21,(1-(($E2871-50)*0.005)),1))),1)*$CE2885,0)))","v":0},{"$f":"IF($B2871>$F2871,0,IF($C2871>$G2871,0,ROUND((((($F2871-$B2871)/100)*IF('DBH-Upgrade'!$K$6='DBH-Upgrade'!$K$8,$CC2885,($BF2871/(($F2871-18)/100))))+((($B2871-18)/100)*$CB2885))*IF($E2871>50,IF($G2871=11,(1-(($E2871-50)*0.005)),IF($G2871=16,(1-(($E2871-50)*0.005)),IF($G2871=21,(1-(($E2871-50)*0.005)),1))),1)*$CD2885,0)))","v":0},{"$f":"IF($B2871>$F2871,0,IF($C2871>$G2871,0,ROUND((((($F2871-$B2871)/100)*IF('DBH-Upgrade'!$K$6='DBH-Upgrade'!$K$8,$CC2885,($BF2871/(($F2871-18)/100))))+((($B2871-18)/100)*$CB2885))*IF($E2871>50,IF($G2871=11,(1-(($E2871-50)*0.005)),IF($G2871=16,(1-(($E2871-50)*0.005)),IF($G2871=21,(1-(($E2871-50)*0.005)),1))),1),0)))","v":0},0.95,0.95,0.95,0,0,0,0,0,0,0,0,0,1.3,5.5,5.9,7.9,null,1543,null,0.68,null,null,0,13.2,15.1,21.85,null,1,1,1,0,0,0,null,0,0,0,1,2489,6098,791,92,0.75555534806492441,0.70383877729866806,null,1,1,0.99999999999999978,0.99999999999999978,null,0]
["1651101515",{"$f":"'DBH-Upgrade'!$K$8-$CL2878","v":60},15,1,65,110,15,16.5,0,26,30,44.1,{"$f":"BE2878*BG2878","v":1691.2},{"$f":"IF($B2878>$F2878,0,IF($C2878>$G2878,0,ROUND((((($F2878-$B2878)/100)*IF('DBH-Upgrade'!$K$6='DBH-Upgrade'!$K$8,$BZ2892,($BE2878/(($F2878-18)/100))))+((($B2878-18)/100)*$CA2892))*$CE2892,0)))","v":1468},{"$f":"IF($B2878>$F2878,0,IF($C2878>$G2878,0,ROUND((((($F2878-$B2878)/100)*IF('DBH-Upgrade'!$K$6='DBH-Upgrade'!$K$8,$BZ2892,($BE2878/(($F2878-18)/100))))+((($B2878-18)/100)*$CA2892))*$CD2892,0)))","v":1572},{"$f":"IF($B2878>$F2878,0,IF($C2878>$G2878,0,ROUND(((($F2878-$B2878)/100)*IF('DBH-Upgrade'!$K$6='DBH-Upgrade'!$K$8,$BZ2892,($BE2878/(($F2878-18)/100))))+((($B2878-18)/100)*$CA2892),0)))","v":2167},1.5,1.08,1.08,1.08,1691,{"$f":"IF($B2878>$F2878,0,IF($C2878>$G2878,0,ROUND(((($F2878-$B2878)/100)*(IF('DBH-Upgrade'!$K$6='DBH-Upgrade'!$K$8,$BZ2892,($BE2878/(($F2878-18)/100))))*$CH2892)+((($B2878-18)/100)*$CA2892*$CE2892*$CG2892),0)))","v":1729},{"$f":"IF($B2878>$F2878,0,IF($C2878>$G2878,0,ROUND(((($F2878-$B2878)/100)*(IF('DBH-Upgrade'!$K$6='DBH-Upgrade'!$K$8,$BZ2892,($BE2878/(($F2878-18)/100))))*$CH2892)+((($B2878-18)/100)*$CA2892*$CD2892*$CG2892),0)))","v":1794},{"$f":"IF($B2878>$F2878,0,IF($C2878>$G2878,0,ROUND(((($F2878-$B2878)/100)*(IF('DBH-Upgrade'!$K$6='DBH-Upgrade'!$K$8,$BZ2892,($BE2878/(($F2878-18)/100))))*$CH2892)+((($B2878-18)/100)*$CA2892*$CG2892),0)))","v":2167},145,149,154,186,0.11593545715039978,0.12225595554100234,0.13038777510015997,0.18849745268841395,2.0829999999999999E-4,1.724,2,4.6182900000000003E-4,{"$f":"IF($B2878>$F2878,0,IF($C2878>$G2878,0,ROUND((((($F2878-$B2878)/100)*IF('DBH-Upgrade'!$K$6='DBH-Upgrade'!$K$8,$CC2892,($BF2878/(($F2878-18)/100))))+((($B2878-18)/100)*$CB2892))*IF($E2878>50,IF($G2878=11,(1-(($E2878-50)*0.005)),IF($G2878=16,(1-(($E2878-50)*0.005)),IF($G2878=21,(1-(($E2878-50)*0.005)),1))),1)*$CE2892,0)))","v":147},{"$f":"IF($B2878>$F2878,0,IF($C2878>$G2878,0,ROUND((((($F2878-$B2878)/100)*IF('DBH-Upgrade'!$K$6='DBH-Upgrade'!$K$8,$CC2892,($BF2878/(($F2878-18)/100))))+((($B2878-18)/100)*$CB2892))*IF($E2878>50,IF($G2878=11,(1-(($E2878-50)*0.005)),IF($G2878=16,(1-(($E2878-50)*0.005)),IF($G2878=21,(1-(($E2878-50)*0.005)),1))),1)*$CD2892,0)))","v":158},{"$f":"IF($B2878>$F2878,0,IF($C2878>$G2878,0,ROUND((((($F2878-$B2878)/100)*IF('DBH-Upgrade'!$K$6='DBH-Upgrade'!$K$8,$CC2892,($BF2878/(($F2878-18)/100))))+((($B2878-18)/100)*$CB2892))*IF($E2878>50,IF($G2878=11,(1-(($E2878-50)*0.005)),IF($G2878=16,(1-(($E2878-50)*0.005)),IF($G2878=21,(1-(($E2878-50)*0.005)),1))),1),0)))","v":217},1.01,1.01,1.01,126,135,186,54,58,80,1.6982457195691504E-2,1.9506286553942091E-2,3.6418902007834965E-2,1.1000000000000001,5.5,5.9,7.9,null,2114,null,0.8,null,null,0,13.2,15.1,21.85,null,1,1,1,126,135,186,null,0,0,0,1,{"$error":"#VALUE!"},0,0,{"$error":"#VALUE!"},0.8212441545440573,0.76343880970753542,null,1,1,0.99999999999999978,0.99999999999999978,null,10]
["1651201115",{"$f":"'DBH-Upgrade'!$K$8-$CL2883","v":70},15,1,65,120,11,11.5,0,26,30,44.8,1259.3600000000001,{"$f":"IF($B2883>$F2883,0,IF($C2883>$G2883,0,ROUND((((($F2883-$B2883)/100)*IF('DBH-Upgrade'!$K$6='DBH-Upgrade'!$K$8,$BZ2897,($BE2883/(($F2883-18)/100))))+((($B2883-18)/100)*$CA2897))*$CE2897,0)))","v":0},{"$f":"IF($B2883>$F2883,0,IF($C2883>$G2883,0,ROUND((((($F2883-$B2883)/100)*IF('DBH-Upgrade'!$K$6='DBH-Upgrade'!$K$8,$BZ2897,($BE2883/(($F2883-18)/100))))+((($B2883-18)/100)*$CA2897))*$CD2897,0)))","v":0},{"$f":"IF($B2883>$F2883,0,IF($C2883>$G2883,0,ROUND(((($F2883-$B2883)/100)*IF('DBH-Upgrade'!$K$6='DBH-Upgrade'!$K$8,$BZ2897,($BE2883/(($F2883-18)/100))))+((($B2883-18)/100)*$CA2897),0)))","v":0},1.5,1.1000000000000001,1.1000000000000001,1.1000000000000001,1259,{"$f":"IF($B2883>$F2883,0,IF($C2883>$G2883,0,ROUND(((($F2883-$B2883)/100)*(IF('DBH-Upgrade'!$K$6='DBH-Upgrade'!$K$8,$BZ2897,($BE2883/(($F2883-18)/100))))*$CH2897)+((($B2883-18)/100)*$CA2897*$CE2897*$CG2897),0)))","v":0},{"$f":"IF($B2883>$F2883,0,IF($C2883>$G2883,0,ROUND(((($F2883-$B2883)/100)*(IF('DBH-Upgrade'!$K$6='DBH-Upgrade'!$K$8,$BZ2897,($BE2883/(($F2883-18)/100))))*$CH2897)+((($B2883-18)/100)*$CA2897*$CD2897*$CG2897),0)))","v":0},{"$f":"IF($B2883>$F2883,0,IF($C2883>$G2883,0,ROUND(((($F2883-$B2883)/100)*(IF('DBH-Upgrade'!$K$6='DBH-Upgrade'!$K$8,$BZ2897,($BE2883/(($F2883-18)/100))))*$CH2897)+((($B2883-18)/100)*$CA2897*$CG2897),0)))","v":0},108,0,0,0,0.12095579733133843,0,0,0,3.969E-4,1.7345999999999999,4,5.7428799999999995E-4,{"$f":"IF($B2883>$F2883,0,IF($C2883>$G2883,0,ROUND((((($F2883-$B2883)/100)*IF('DBH-Upgrade'!$K$6='DBH-Upgrade'!$K$8,$CC2897,($BF2883/(($F2883-18)/100))))+((($B2883-18)/100)*$CB2897))*IF($E2883>50,IF($G2883=11,(1-(($E2883-50)*0.005)),IF($G2883=16,(1-(($E2883-50)*0.005)),IF($G2883=21,(1-(($E2883-50)*0.005)),1))),1)*$CE2897,0)))","v":0},{"$f":"IF($B2883>$F2883,0,IF($C2883>$G2883,0,ROUND((((($F2883-$B2883)/100)*IF('DBH-Upgrade'!$K$6='DBH-Upgrade'!$K$8,$CC2897,($BF2883/(($F2883-18)/100))))+((($B2883-18)/100)*$CB2897))*IF($E2883>50,IF($G2883=11,(1-(($E2883-50)*0.005)),IF($G2883=16,(1-(($E2883-50)*0.005)),IF($G2883=21,(1-(($E2883-50)*0.005)),1))),1)*$CD2897,0)))","v":0},{"$f":"IF($B2883>$F2883,0,IF($C2883>$G2883,0,ROUND((((($F2883-$B2883)/100)*IF('DBH-Upgrade'!$K$6='DBH-Upgrade'!$K$8,$CC2897,($BF2883/(($F2883-18)/100))))+((($B2883-18)/100)*$CB2897))*IF($E2883>50,IF($G2883=11,(1-(($E2883-50)*0.005)),IF($G2883=16,(1-(($E2883-50)*0.005)),IF($G2883=21,(1-(($E2883-50)*0.005)),1))),1),0)))","v":0},0.95,0.95,0.95,0,0,0,0,0,0,0,0,0,1.6,5.5,5.9,7.9,null,1852,null,0.68,null,null,0,13.2,15.1,21.85,null,1,1,1,0,0,0,null,0,0,0,1,2489,6098,791,92,0.73429802939744349,0.68540112539231846,null,1,1,0.99999999999999978,0.99999999999999978,null,0]
["1651401615",{"$f":"'DBH-Upgrade'!$K$8-$CL2891","v":70},15,1,65,140,16,16.5,0,26,30,45.4,2068.56,{"$f":"IF($B2891>$F2891,0,IF($C2891>$G2891,0,ROUND((((($F2891-$B2891)/100)*IF('DBH-Upgrade'!$K$6='DBH-Upgrade'!$K$8,$BZ2905,($BE2891/(($F2891-18)/100))))+((($B2891-18)/100)*$CA2905))*$CE2905,0)))","v":3147},{"$f":"IF($B2891>$F2891,0,IF($C2891>$G2891,0,ROUND((((($F2891-$B2891)/100)*IF('DBH-Upgrade'!$K$6='DBH-Upgrade'!$K$8,$BZ2905,($BE2891/(($F2891-18)/100))))+((($B2891-18)/100)*$CA2905))*$CD2905,0)))","v":3370},{"$f":"IF($B2891>$F2891,0,IF($C2891>$G2891,0,ROUND(((($F2891-$B2891)/100)*IF('DBH-Upgrade'!$K$6='DBH-Upgrade'!$K$8,$BZ2905,($BE2891/(($F2891-18)/100))))+((($B2891-18)/100)*$CA2905),0)))","v":4729},1.5,1.1000000000000001,1.1000000000000001,1.1000000000000001,{"$f":"ROUND(M2891*POWER((($S$1-$S$2)/LN(($S$1-$S$3)/($S$2-$S$3)))/((75-65)/LN((75-20)/(65-20))),Q2891),0)","v":2069},{"$f":"IF($B2891>$F2891,0,IF($C2891>$G2891,0,ROUND(((($F2891-$B2891)/100)*(IF('DBH-Upgrade'!$K$6='DBH-Upgrade'!$K$8,$BZ2905,($BE2891/(($F2891-18)/100))))*$CH2905)+((($B2891-18)/100)*$CA2905*$CE2905*$CG2905),0)))","v":3905},{"$f":"IF($B2891>$F2891,0,IF($C2891>$G2891,0,ROUND(((($F2891-$B2891)/100)*(IF('DBH-Upgrade'!$K$6='DBH-Upgrade'!$K$8,$BZ2905,($BE2891/(($F2891-18)/100))))*$CH2905)+((($B2891-18)/100)*$CA2905*$CD2905*$CG2905),0)))","v":4021},{"$f":"IF($B2891>$F2891,0,IF($C2891>$G2891,0,ROUND(((($F2891-$B2891)/100)*(IF('DBH-Upgrade'!$K$6='DBH-Upgrade'!$K$8,$BZ2905,($BE2891/(($F2891-18)/100))))*$CH2905)+((($B2891-18)/100)*$CA2905*$CG2905),0)))","v":4729},{"$f":"ROUND(U2891*3600/(4186*ABS($S$1-$S$2)),0)","v":178},{"$f":"ROUND(V2891*3600/(4186*ABS($S$1-$S$2)),0)","v":336},{"$f":"ROUND(W2891*3600/(4186*ABS($S$1-$S$2)),0)","v":346},{"$f":"ROUND(X2891*3600/(4186*ABS($S$1-$S$2)),0)","v":407},{"$f":"(($AG2891*(Y2891^$AH2891)*((($F2891-14.4)*$AI2891)/100))+($AJ2891*(Y2891^2)))*0.0098","v":0.51021558529355937},{"$f":"(($AG2891*(Z2891^$AH2891)*((($F2891-14.4)*$AI2891)/100))+($AJ2891*(Z2891^2)))*0.0098","v":1.7734364863260257},{"$f":"(($AG2891*(AA2891^$AH2891)*((($F2891-14.4)*$AI2891)/100))+($AJ2891*(AA2891^2)))*0.0098","v":1.8785816790277714},{"$f":"(($AG2891*(AB2891^$AH2891)*((($F2891-14.4)*$AI2891)/100))+($AJ2891*(AB2891^2)))*0.0098","v":2.5845330227780758},2.0829999999999999E-4,1.724,4,1.392796E-3,{"$f":"IF($B2891>$F2891,0,IF($C2891>$G2891,0,ROUND((((($F2891-$B2891)/100)*IF('DBH-Upgrade'!$K$6='DBH-Upgrade'!$K$8,$CC2905,($BF2891/(($F2891-18)/100))))+((($B2891-18)/100)*$CB2905))*IF($E2891>50,IF($G2891=11,(1-(($E2891-50)*0.005)),IF($G2891=16,(1-(($E2891-50)*0.005)),IF($G2891=21,(1-(($E2891-50)*0.005)),1))),1)*$CE2905,0)))","v":264},{"$f":"IF($B2891>$F2891,0,IF($C2891>$G2891,0,ROUND((((($F2891-$B2891)/100)*IF('DBH-Upgrade'!$K$6='DBH-Upgrade'!$K$8,$CC2905,($BF2891/(($F2891-18)/100))))+((($B2891-18)/100)*$CB2905))*IF($E2891>50,IF($G2891=11,(1-(($E2891-50)*0.005)),IF($G2891=16,(1-(($E2891-50)*0.005)),IF($G2891=21,(1-(($E2891-50)*0.005)),1))),1)*$CD2905,0)))","v":283},{"$f":"IF($B2891>$F2891,0,IF($C2891>$G2891,0,ROUND((((($F2891-$B2891)/100)*IF('DBH-Upgrade'!$K$6='DBH-Upgrade'!$K$8,$CC2905,($BF2891/(($F2891-18)/100))))+((($B2891-18)/100)*$CB2905))*IF($E2891>50,IF($G2891=11,(1-(($E2891-50)*0.005)),IF($G2891=16,(1-(($E2891-50)*0.005)),IF($G2891=21,(1-(($E2891-50)*0.005)),1))),1),0)))","v":397},{"$f":"IF($G2891=10,0.98,IF($G2891=11,0.95,IF($G2891=15,1.01,IF($G2891=16,0.95,IF($G2891=20,0.95,IF($G2891=21,0.85))))))","v":0.95},0.95,0.95,251,269,377,{"$f":"ROUND(AQ2891*3600/(4186*ABS($AT$1-$AT$2)),0)","v":108},{"$f":"ROUND(AR2891*3600/(4186*ABS($AT$1-$AT$2)),0)","v":116},{"$f":"ROUND(AS2891*3600/(4186*ABS($AT$1-$AT$2)),0)","v":162},{"$f":"(($AG2891*(AT2891^$AH2891)*((($F2891-14.4)*$AI2891)/100))+($AJ2891*(AT2891^2)))*0.0098","v":0.19206055631436883},{"$f":"(($AG2891*(AU2891^$AH2891)*((($F2891-14.4)*$AI2891)/100))+($AJ2891*(AU2891^2)))*0.0098","v":0.22082760734008627},{"$f":"(($AG2891*(AV2891^$AH2891)*((($F2891-14.4)*$AI2891)/100))+($AJ2891*(AV2891^2)))*0.0098","v":0.42430991333047308},2.8,5.5,5.9,7.9,null,3042,null,0.68,null,null,0,13.2,15.1,21.85,null,{"$f":"IF(1/(1+((2258*((0.622/((101325/(1*611*EXP(17.27*((($AT$1+$AT$2)/2)/((($AT$1+$AT$2)/2)+237.3))))))-1)*1000-(0.622/((101325/($AV$1*611*EXP(17.27*($AT$3/($AT$3+237.3))))))-1)*1000))/(1005*((($AT$1+$AT$2)/2)-$AT$3))))>1,1,1/(1+((2258*((0.622/((101325/(1*611*EXP(17.27*((($AT$1+$AT$2)/2)/((($AT$1+$AT$2)/2)+237.3))))))-1)*1000-(0.622/((101325/($AV$1*611*EXP(17.27*($AT$3/($AT$3+237.3))))))-1)*1000))/(1005*((($AT$1+$AT$2)/2)-$AT$3)))))","v":1},1,1,251,269,377,null,0,0,0,1,{"$error":"#VALUE!"},0,0,{"$error":"#VALUE!"},0.81466996609637188,0.75619868948084668,null,1,1,0.99999999999999978,0.99999999999999978,null,0]
["1651602115",{"$f":"'DBH-Upgrade'!$K$8-$CL2899","v":70},15,1,65,160,21,21.5,0,26,30,46.4,3878.4,{"$f":"IF($B2899>$F2899,0,IF($C2899>$G2899,0,ROUND((((($F2899-$B2899)/100)*IF('DBH-Upgrade'!$K$6='DBH-Upgrade'!$K$8,$BZ2913,($BE2899/(($F2899-18)/100))))+((($B2899-18)/100)*$CA2913))*$CE2913,0)))","v":3555},{"$f":"IF($B2899>$F2899,0,IF($C2899>$G2899,0,ROUND((((($F2899-$B2899)/100)*IF('DBH-Upgrade'!$K$6='DBH-Upgrade'!$K$8,$BZ2913,($BE2899/(($F2899-18)/100))))+((($B2899-18)/100)*$CA2913))*$CD2913,0)))","v":3796},{"$f":"IF($B2899>$F2899,0,IF($C2899>$G2899,0,ROUND(((($F2899-$B2899)/100)*IF('DBH-Upgrade'!$K$6='DBH-Upgrade'!$K$8,$BZ2913,($BE2899/(($F2899-18)/100))))+((($B2899-18)/100)*$CA2913),0)))","v":5411},1.5,1.05,1.05,1.05,3878,{"$f":"IF($B2899>$F2899,0,IF($C2899>$G2899,0,ROUND(((($F2899-$B2899)/100)*(IF('DBH-Upgrade'!$K$6='DBH-Upgrade'!$K$8,$BZ2913,($BE2899/(($F2899-18)/100))))*$CH2913)+((($B2899-18)/100)*$CA2913*$CE2913*$CG2913),0)))","v":4324},{"$f":"IF($B2899>$F2899,0,IF($C2899>$G2899,0,ROUND(((($F2899-$B2899)/100)*(IF('DBH-Upgrade'!$K$6='DBH-Upgrade'!$K$8,$BZ2913,($BE2899/(($F2899-18)/100))))*$CH2913)+((($B2899-18)/100)*$CA2913*$CD2913*$CG2913),0)))","v":4465},{"$f":"IF($B2899>$F2899,0,IF($C2899>$G2899,0,ROUND(((($F2899-$B2899)/100)*(IF('DBH-Upgrade'!$K$6='DBH-Upgrade'!$K$8,$BZ2913,($BE2899/(($F2899-18)/100))))*$CH2913)+((($B2899-18)/100)*$CA2913*$CG2913),0)))","v":5411},334,372,384,465,0.72356212381200813,0.89165980368544351,0.94829395327464205,1.3749494041211501,1.2760000000000001E-4,1.7219,4,5.1420100000000005E-4,{"$f":"IF($B2899>$F2899,0,IF($C2899>$G2899,0,ROUND((((($F2899-$B2899)/100)*IF('DBH-Upgrade'!$K$6='DBH-Upgrade'!$K$8,$CC2913,($BF2899/(($F2899-18)/100))))+((($B2899-18)/100)*$CB2913))*IF($E2899>50,IF($G2899=11,(1-(($E2899-50)*0.005)),IF($G2899=16,(1-(($E2899-50)*0.005)),IF($G2899=21,(1-(($E2899-50)*0.005)),1))),1)*$CE2913,0)))","v":300},{"$f":"IF($B2899>$F2899,0,IF($C2899>$G2899,0,ROUND((((($F2899-$B2899)/100)*IF('DBH-Upgrade'!$K$6='DBH-Upgrade'!$K$8,$CC2913,($BF2899/(($F2899-18)/100))))+((($B2899-18)/100)*$CB2913))*IF($E2899>50,IF($G2899=11,(1-(($E2899-50)*0.005)),IF($G2899=16,(1-(($E2899-50)*0.005)),IF($G2899=21,(1-(($E2899-50)*0.005)),1))),1)*$CD2913,0)))","v":321},{"$f":"IF($B2899>$F2899,0,IF($C2899>$G2899,0,ROUND((((($F2899-$B2899)/100)*IF('DBH-Upgrade'!$K$6='DBH-Upgrade'!$K$8,$CC2913,($BF2899/(($F2899-18)/100))))+((($B2899-18)/100)*$CB2913))*IF($E2899>50,IF($G2899=11,(1-(($E2899-50)*0.005)),IF($G2899=16,(1-(($E2899-50)*0.005)),IF($G2899=21,(1-(($E2899-50)*0.005)),1))),1),0)))","v":457},0.85,0.85,0.85,270,289,411,116,124,177,9.3933995600268883E-2,0.10678856978529128,0.21195795388400862,4.3,5.5,5.9,7.9,null,4848,null,0.8,null,null,0,13.2,15.1,21.85,null,1,1,1,270,289,411,null,0,0,0,1,3238,4735,725,75,0.71879122259285499,0.67122872584611504,null,1,1,0.99999999999999978,0.99999999999999978,null,0]
["1651801615",{"$f":"'DBH-Upgrade'!$K$8-$CL2903","v":50},15,1,65,180,16,16.5,0,26,30,46.4,2659.48,{"$f":"IF($B2903>$F2903,0,IF($C2903>$G2903,0,ROUND((((($F2903-$B2903)/100)*IF('DBH-Upgrade'!$K$6='DBH-Upgrade'!$K$8,$BZ2917,($BE2903/(($F2903-18)/100))))+((($B2903-18)/100)*$CA2917))*$CE2917,0)))","v":3761},{"$f":"IF($B2903>$F2903,0,IF($C2903>$G2903,0,ROUND((((($F2903-$B2903)/100)*IF('DBH-Upgrade'!$K$6='DBH-Upgrade'!$K$8,$BZ2917,($BE2903/(($F2903-18)/100))))+((($B2903-18)/100)*$CA2917))*$CD2917,0)))","v":4016},{"$f":"IF($B2903>$F2903,0,IF($C2903>$G2903,0,ROUND(((($F2903-$B2903)/100)*IF('DBH-Upgrade'!$K$6='DBH-Upgrade'!$K$8,$BZ2917,($BE2903/(($F2903-18)/100))))+((($B2903-18)/100)*$CA2917),0)))","v":5725},1.5,1.1000000000000001,1.1000000000000001,1.1000000000000001,2659,{"$f":"IF($B2903>$F2903,0,IF($C2903>$G2903,0,ROUND(((($F2903-$B2903)/100)*(IF('DBH-Upgrade'!$K$6='DBH-Upgrade'!$K$8,$BZ2917,($BE2903/(($F2903-18)/100))))*$CH2917)+((($B2903-18)/100)*$CA2917*$CE2917*$CG2917),0)))","v":5205},{"$f":"IF($B2903>$F2903,0,IF($C2903>$G2903,0,ROUND(((($F2903-$B2903)/100)*(IF('DBH-Upgrade'!$K$6='DBH-Upgrade'!$K$8,$BZ2917,($BE2903/(($F2903-18)/100))))*$CH2917)+((($B2903-18)/100)*$CA2917*$CD2917*$CG2917),0)))","v":5272},{"$f":"IF($B2903>$F2903,0,IF($C2903>$G2903,0,ROUND(((($F2903-$B2903)/100)*(IF('DBH-Upgrade'!$K$6='DBH-Upgrade'!$K$8,$BZ2917,($BE2903/(($F2903-18)/100))))*$CH2917)+((($B2903-18)/100)*$CA2917*$CG2917),0)))","v":5725},229,448,453,492,0.8740558362030848,3.2428032857875637,3.3140172222765774,3.8955677238304061,2.0829999999999999E-4,1.724,4,1.392796E-3,{"$f":"IF($B2903>$F2903,0,IF($C2903>$G2903,0,ROUND((((($F2903-$B2903)/100)*IF('DBH-Upgrade'!$K$6='DBH-Upgrade'!$K$8,$CC2917,($BF2903/(($F2903-18)/100))))+((($B2903-18)/100)*$CB2917))*IF($E2903>50,IF($G2903=11,(1-(($E2903-50)*0.005)),IF($G2903=16,(1-(($E2903-50)*0.005)),IF($G2903=21,(1-(($E2903-50)*0.005)),1))),1)*$CE2917,0)))","v":200},{"$f":"IF($B2903>$F2903,0,IF($C2903>$G2903,0,ROUND((((($F2903-$B2903)/100)*IF('DBH-Upgrade'!$K$6='DBH-Upgrade'!$K$8,$CC2917,($BF2903/(($F2903-18)/100))))+((($B2903-18)/100)*$CB2917))*IF($E2903>50,IF($G2903=11,(1-(($E2903-50)*0.005)),IF($G2903=16,(1-(($E2903-50)*0.005)),IF($G2903=21,(1-(($E2903-50)*0.005)),1))),1)*$CD2917,0)))","v":214},{"$f":"IF($B2903>$F2903,0,IF($C2903>$G2903,0,ROUND((((($F2903-$B2903)/100)*IF('DBH-Upgrade'!$K$6='DBH-Upgrade'!$K$8,$CC2917,($BF2903/(($F2903-18)/100))))+((($B2903-18)/100)*$CB2917))*IF($E2903>50,IF($G2903=11,(1-(($E2903-50)*0.005)),IF($G2903=16,(1-(($E2903-50)*0.005)),IF($G2903=21,(1-(($E2903-50)*0.005)),1))),1),0)))","v":305},0.95,0.95,0.95,152,163,232,65,70,100,7.5719594937862358E-2,8.7392962652427339E-2,0.17442862201013581,3.6,5.5,5.9,7.9,null,3911,null,0.68,null,null,0,13.2,15.1,21.85,null,1,1,1,152,163,232,null,0,0,0,1,{"$error":"#VALUE!"},0,0,{"$error":"#VALUE!"},0.79292312789827257,0.73211718284521199,null,1,1,0.99999999999999978,0.99999999999999978,null,20]
["1652201615",{"$f":"'DBH-Upgrade'!$K$8-$CL2915","v":70},15,1,65,220,16,16.5,0,26,30,47.8,3032.2579710144928,{"$f":"IF($B2915>$F2915,0,IF($C2915>$G2915,0,ROUND((((($F2915-$B2915)/100)*IF('DBH-Upgrade'!$K$6='DBH-Upgrade'!$K$8,$BZ2929,($BE2915/(($F2915-18)/100))))+((($B2915-18)/100)*$CA2929))*$CE2929,0)))","v":4815},{"$f":"IF($B2915>$F2915,0,IF($C2915>$G2915,0,ROUND((((($F2915-$B2915)/100)*IF('DBH-Upgrade'!$K$6='DBH-Upgrade'!$K$8,$BZ2929,($BE2915/(($F2915-18)/100))))+((($B2915-18)/100)*$CA2929))*$CD2929,0)))","v":5015},{"$f":"IF($B2915>$F2915,0,IF($C2915>$G2915,0,ROUND(((($F2915-$B2915)/100)*IF('DBH-Upgrade'!$K$6='DBH-Upgrade'!$K$8,$BZ2929,($BE2915/(($F2915-18)/100))))+((($B2915-18)/100)*$CA2929),0)))","v":7319},1.5,1.1000000000000001,1.1000000000000001,1.1000000000000001,3032,{"$f":"IF($B2915>$F2915,0,IF($C2915>$G2915,0,ROUND(((($F2915-$B2915)/100)*(IF('DBH-Upgrade'!$K$6='DBH-Upgrade'!$K$8,$BZ2929,($BE2915/(($F2915-18)/100))))*$CH2929)+((($B2915-18)/100)*$CA2929*$CE2929*$CG2929),0)))","v":6477},{"$f":"IF($B2915>$F2915,0,IF($C2915>$G2915,0,ROUND(((($F2915-$B2915)/100)*(IF('DBH-Upgrade'!$K$6='DBH-Upgrade'!$K$8,$BZ2929,($BE2915/(($F2915-18)/100))))*$CH2929)+((($B2915-18)/100)*$CA2929*$CD2929*$CG2929),0)))","v":6544},{"$f":"IF($B2915>$F2915,0,IF($C2915>$G2915,0,ROUND(((($F2915-$B2915)/100)*(IF('DBH-Upgrade'!$K$6='DBH-Upgrade'!$K$8,$BZ2929,($BE2915/(($F2915-18)/100))))*$CH2929)+((($B2915-18)/100)*$CA2929*$CG2929),0)))","v":7319},261,557,563,629,1.1760100571474781,5.1443178751063554,5.2529998502274093,6.5219508047890882,2.0829999999999999E-4,1.724,4,1.392796E-3,{"$f":"IF($B2915>$F2915,0,IF($C2915>$G2915,0,ROUND((((($F2915-$B2915)/100)*IF('DBH-Upgrade'!$K$6='DBH-Upgrade'!$K$8,$CC2929,($BF2915/(($F2915-18)/100))))+((($B2915-18)/100)*$CB2929))*IF($E2915>50,IF($G2915=11,(1-(($E2915-50)*0.005)),IF($G2915=16,(1-(($E2915-50)*0.005)),IF($G2915=21,(1-(($E2915-50)*0.005)),1))),1)*$CE2929,0)))","v":298},{"$f":"IF($B2915>$F2915,0,IF($C2915>$G2915,0,ROUND((((($F2915-$B2915)/100)*IF('DBH-Upgrade'!$K$6='DBH-Upgrade'!$K$8,$CC2929,($BF2915/(($F2915-18)/100))))+((($B2915-18)/100)*$CB2929))*IF($E2915>50,IF($G2915=11,(1-(($E2915-50)*0.005)),IF($G2915=16,(1-(($E2915-50)*0.005)),IF($G2915=21,(1-(($E2915-50)*0.005)),1))),1)*$CD2929,0)))","v":310},{"$f":"IF($B2915>$F2915,0,IF($C2915>$G2915,0,ROUND((((($F2915-$B2915)/100)*IF('DBH-Upgrade'!$K$6='DBH-Upgrade'!$K$8,$CC2929,($BF2915/(($F2915-18)/100))))+((($B2915-18)/100)*$CB2929))*IF($E2915>50,IF($G2915=11,(1-(($E2915-50)*0.005)),IF($G2915=16,(1-(($E2915-50)*0.005)),IF($G2915=21,(1-(($E2915-50)*0.005)),1))),1),0)))","v":453},0.95,0.95,0.95,248,258,377,107,111,162,0.2091964064380627,0.22455559028926431,0.46640866411727122,4.4000000000000004,5.5,5.9,7.9,null,4459.2028985507241,null,0.68,null,null,0,13.2,15.1,21.85,null,1,1,1,248,258,377,null,0,0,0,1,{"$error":"#VALUE!"},0,0,{"$error":"#VALUE!"},0.78402243332267385,0.72223627558039949,null,1,1,0.99999999999999978,0.99999999999999978,null,0]
["1652402115",{"$f":"'DBH-Upgrade'!$K$8-$CL2923","v":70},15,1,65,240,21,21.5,0,26,30,48.1,5817.6,{"$f":"IF($B2923>$F2923,0,IF($C2923>$G2923,0,ROUND((((($F2923-$B2923)/100)*IF('DBH-Upgrade'!$K$6='DBH-Upgrade'!$K$8,$BZ2937,($BE2923/(($F2923-18)/100))))+((($B2923-18)/100)*$CA2937))*$CE2937,0)))","v":4870},{"$f":"IF($B2923>$F2923,0,IF($C2923>$G2923,0,ROUND((((($F2923-$B2923)/100)*IF('DBH-Upgrade'!$K$6='DBH-Upgrade'!$K$8,$BZ2937,($BE2923/(($F2923-18)/100))))+((($B2923-18)/100)*$CA2937))*$CD2937,0)))","v":5048},{"$f":"IF($B2923>$F2923,0,IF($C2923>$G2923,0,ROUND(((($F2923-$B2923)/100)*IF('DBH-Upgrade'!$K$6='DBH-Upgrade'!$K$8,$BZ2937,($BE2923/(($F2923-18)/100))))+((($B2923-18)/100)*$CA2937),0)))","v":7402},1.5,1.05,1.05,1.05,5818,{"$f":"IF($B2923>$F2923,0,IF($C2923>$G2923,0,ROUND(((($F2923-$B2923)/100)*(IF('DBH-Upgrade'!$K$6='DBH-Upgrade'!$K$8,$BZ2937,($BE2923/(($F2923-18)/100))))*$CH2937)+((($B2923-18)/100)*$CA2937*$CE2937*$CG2937),0)))","v":6318},{"$f":"IF($B2923>$F2923,0,IF($C2923>$G2923,0,ROUND(((($F2923-$B2923)/100)*(IF('DBH-Upgrade'!$K$6='DBH-Upgrade'!$K$8,$BZ2937,($BE2923/(($F2923-18)/100))))*$CH2937)+((($B2923-18)/100)*$CA2937*$CD2937*$CG2937),0)))","v":6394},{"$f":"IF($B2923>$F2923,0,IF($C2923>$G2923,0,ROUND(((($F2923-$B2923)/100)*(IF('DBH-Upgrade'!$K$6='DBH-Upgrade'!$K$8,$BZ2937,($BE2923/(($F2923-18)/100))))*$CH2937)+((($B2923-18)/100)*$CA2937*$CG2937),0)))","v":7402},500,543,550,637,1.760786175999727,2.0632618309002422,2.1146944931537615,2.8049312937479445,1.2760000000000001E-4,1.7219,4,5.1420100000000005E-4,{"$f":"IF($B2923>$F2923,0,IF($C2923>$G2923,0,ROUND((((($F2923-$B2923)/100)*IF('DBH-Upgrade'!$K$6='DBH-Upgrade'!$K$8,$CC2937,($BF2923/(($F2923-18)/100))))+((($B2923-18)/100)*$CB2937))*IF($E2923>50,IF($G2923=11,(1-(($E2923-50)*0.005)),IF($G2923=16,(1-(($E2923-50)*0.005)),IF($G2923=21,(1-(($E2923-50)*0.005)),1))),1)*$CE2937,0)))","v":346},{"$f":"IF($B2923>$F2923,0,IF($C2923>$G2923,0,ROUND((((($F2923-$B2923)/100)*IF('DBH-Upgrade'!$K$6='DBH-Upgrade'!$K$8,$CC2937,($BF2923/(($F2923-18)/100))))+((($B2923-18)/100)*$CB2937))*IF($E2923>50,IF($G2923=11,(1-(($E2923-50)*0.005)),IF($G2923=16,(1-(($E2923-50)*0.005)),IF($G2923=21,(1-(($E2923-50)*0.005)),1))),1)*$CD2937,0)))","v":358},{"$f":"IF($B2923>$F2923,0,IF($C2923>$G2923,0,ROUND((((($F2923-$B2923)/100)*IF('DBH-Upgrade'!$K$6='DBH-Upgrade'!$K$8,$CC2937,($BF2923/(($F2923-18)/100))))+((($B2923-18)/100)*$CB2937))*IF($E2923>50,IF($G2923=11,(1-(($E2923-50)*0.005)),IF($G2923=16,(1-(($E2923-50)*0.005)),IF($G2923=21,(1-(($E2923-50)*0.005)),1))),1),0)))","v":525},0.85,0.85,0.85,271,280,411,117,120,177,0.11006636385434665,0.11547992532017683,0.24167542818060672,6.4,5.5,5.9,7.9,null,7272,null,0.8,null,null,0,13.2,15.1,21.85,null,1,1,1,271,280,411,null,0,0,0,1,3238,4735,725,75,0.69291747680457172,0.65762042960065581,null,1,1,0.99999999999999978,0.99999999999999978,null,0]
["1652601015",{"$f":"'DBH-Upgrade'!$K$8-$CL2924","v":70},15,1,65,260,10,11.5,0,26,30,48.1,2708.9898876404495,{"$f":"IF($B2924>$F2924,0,IF($C2924>$G2924,0,ROUND((((($F2924-$B2924)/100)*IF('DBH-Upgrade'!$K$6='DBH-Upgrade'!$K$8,$BZ2938,($BE2924/(($F2924-18)/100))))+((($B2924-18)/100)*$CA2938))*$CE2938,0)))","v":0},{"$f":"IF($B2924>$F2924,0,IF($C2924>$G2924,0,ROUND((((($F2924-$B2924)/100)*IF('DBH-Upgrade'!$K$6='DBH-Upgrade'!$K$8,$BZ2938,($BE2924/(($F2924-18)/100))))+((($B2924-18)/100)*$CA2938))*$CD2938,0)))","v":0},{"$f":"IF($B2924>$F2924,0,IF($C2924>$G2924,0,ROUND(((($F2924-$B2924)/100)*IF('DBH-Upgrade'!$K$6='DBH-Upgrade'!$K$8,$BZ2938,($BE2924/(($F2924-18)/100))))+((($B2924-18)/100)*$CA2938),0)))","v":0},1.5,1.08,1.08,1.08,2709,{"$f":"IF($B2924>$F2924,0,IF($C2924>$G2924,0,ROUND(((($F2924-$B2924)/100)*(IF('DBH-Upgrade'!$K$6='DBH-Upgrade'!$K$8,$BZ2938,($BE2924/(($F2924-18)/100))))*$CH2938)+((($B2924-18)/100)*$CA2938*$CE2938*$CG2938),0)))","v":0},{"$f":"IF($B2924>$F2924,0,IF($C2924>$G2924,0,ROUND(((($F2924-$B2924)/100)*(IF('DBH-Upgrade'!$K$6='DBH-Upgrade'!$K$8,$BZ2938,($BE2924/(($F2924-18)/100))))*$CH2938)+((($B2924-18)/100)*$CA2938*$CD2938*$CG2938),0)))","v":0},{"$f":"IF($B2924>$F2924,0,IF($C2924>$G2924,0,ROUND(((($F2924-$B2924)/100)*(IF('DBH-Upgrade'!$K$6='DBH-Upgrade'!$K$8,$BZ2938,($BE2924/(($F2924-18)/100))))*$CH2938)+((($B2924-18)/100)*$CA2938*$CG2938),0)))","v":0},233,0,0,0,0.43954792716925295,0,0,0,3.969E-4,1.7345999999999999,2,3.6734700000000002E-4,{"$f":"IF($B2924>$F2924,0,IF($C2924>$G2924,0,ROUND((((($F2924-$B2924)/100)*IF('DBH-Upgrade'!$K$6='DBH-Upgrade'!$K$8,$CC2938,($BF2924/(($F2924-18)/100))))+((($B2924-18)/100)*$CB2938))*IF($E2924>50,IF($G2924=11,(1-(($E2924-50)*0.005)),IF($G2924=16,(1-(($E2924-50)*0.005)),IF($G2924=21,(1-(($E2924-50)*0.005)),1))),1)*$CE2938,0)))","v":0},{"$f":"IF($B2924>$F2924,0,IF($C2924>$G2924,0,ROUND((((($F2924-$B2924)/100)*IF('DBH-Upgrade'!$K$6='DBH-Upgrade'!$K$8,$CC2938,($BF2924/(($F2924-18)/100))))+((($B2924-18)/100)*$CB2938))*IF($E2924>50,IF($G2924=11,(1-(($E2924-50)*0.005)),IF($G2924=16,(1-(($E2924-50)*0.005)),IF($G2924=21,(1-(($E2924-50)*0.005)),1))),1)*$CD2938,0)))","v":0},{"$f":"IF($B2924>$F2924,0,IF($C2924>$G2924,0,ROUND((((($F2924-$B2924)/100)*IF('DBH-Upgrade'!$K$6='DBH-Upgrade'!$K$8,$CC2938,($BF2924/(($F2924-18)/100))))+((($B2924-18)/100)*$CB2938))*IF($E2924>50,IF($G2924=11,(1-(($E2924-50)*0.005)),IF($G2924=16,(1-(($E2924-50)*0.005)),IF($G2924=21,(1-(($E2924-50)*0.005)),1))),1),0)))","v":0},0.98,0.98,0.98,0,0,0,0,0,0,0,0,0,1.7,5.5,5.9,7.9,null,3009.9887640449438,null,0.9,null,null,0,13.2,15.1,21.85,null,1,1,1,0,0,0,null,0,0,0,1,2298,4062,502,78,0.76885591203746129,0.70538685838828352,null,1,1,0.99999999999999978,0.99999999999999978,null,0]
["1652802115",{"$f":"'DBH-Upgrade'!$K$8-$CL2935","v":70},15,1,65,280,21,21.5,0,26,30,48.9,6787.2000000000007,{"$f":"IF($B2935>$F2935,0,IF($C2935>$G2935,0,ROUND((((($F2935-$B2935)/100)*IF('DBH-Upgrade'!$K$6='DBH-Upgrade'!$K$8,$BZ2949,($BE2935/(($F2935-18)/100))))+((($B2935-18)/100)*$CA2949))*$CE2949,0)))","v":5528},{"$f":"IF($B2935>$F2935,0,IF($C2935>$G2935,0,ROUND((((($F2935-$B2935)/100)*IF('DBH-Upgrade'!$K$6='DBH-Upgrade'!$K$8,$BZ2949,($BE2935/(($F2935-18)/100))))+((($B2935-18)/100)*$CA2949))*$CD2949,0)))","v":5651},{"$f":"IF($B2935>$F2935,0,IF($C2935>$G2935,0,ROUND(((($F2935-$B2935)/100)*IF('DBH-Upgrade'!$K$6='DBH-Upgrade'!$K$8,$BZ2949,($BE2935/(($F2935-18)/100))))+((($B2935-18)/100)*$CA2949),0)))","v":8398},1.5,1.05,1.05,1.05,6787,{"$f":"IF($B2935>$F2935,0,IF($C2935>$G2935,0,ROUND(((($F2935-$B2935)/100)*(IF('DBH-Upgrade'!$K$6='DBH-Upgrade'!$K$8,$BZ2949,($BE2935/(($F2935-18)/100))))*$CH2949)+((($B2935-18)/100)*$CA2949*$CE2949*$CG2949),0)))","v":7314},{"$f":"IF($B2935>$F2935,0,IF($C2935>$G2935,0,ROUND(((($F2935-$B2935)/100)*(IF('DBH-Upgrade'!$K$6='DBH-Upgrade'!$K$8,$BZ2949,($BE2935/(($F2935-18)/100))))*$CH2949)+((($B2935-18)/100)*$CA2949*$CD2949*$CG2949),0)))","v":7361},{"$f":"IF($B2935>$F2935,0,IF($C2935>$G2935,0,ROUND(((($F2935-$B2935)/100)*(IF('DBH-Upgrade'!$K$6='DBH-Upgrade'!$K$8,$BZ2949,($BE2935/(($F2935-18)/100))))*$CH2949)+((($B2935-18)/100)*$CA2949*$CG2949),0)))","v":8398},584,629,633,722,2.4892782901750468,2.8694142948843004,2.9044631391268019,3.7372400205125089,1.2760000000000001E-4,1.7219,4,5.1420100000000005E-4,{"$f":"IF($B2935>$F2935,0,IF($C2935>$G2935,0,ROUND((((($F2935-$B2935)/100)*IF('DBH-Upgrade'!$K$6='DBH-Upgrade'!$K$8,$CC2949,($BF2935/(($F2935-18)/100))))+((($B2935-18)/100)*$CB2949))*IF($E2935>50,IF($G2935=11,(1-(($E2935-50)*0.005)),IF($G2935=16,(1-(($E2935-50)*0.005)),IF($G2935=21,(1-(($E2935-50)*0.005)),1))),1)*$CE2949,0)))","v":368},{"$f":"IF($B2935>$F2935,0,IF($C2935>$G2935,0,ROUND((((($F2935-$B2935)/100)*IF('DBH-Upgrade'!$K$6='DBH-Upgrade'!$K$8,$CC2949,($BF2935/(($F2935-18)/100))))+((($B2935-18)/100)*$CB2949))*IF($E2935>50,IF($G2935=11,(1-(($E2935-50)*0.005)),IF($G2935=16,(1-(($E2935-50)*0.005)),IF($G2935=21,(1-(($E2935-50)*0.005)),1))),1)*$CD2949,0)))","v":376},{"$f":"IF($B2935>$F2935,0,IF($C2935>$G2935,0,ROUND((((($F2935-$B2935)/100)*IF('DBH-Upgrade'!$K$6='DBH-Upgrade'!$K$8,$CC2949,($BF2935/(($F2935-18)/100))))+((($B2935-18)/100)*$CB2949))*IF($E2935>50,IF($G2935=11,(1-(($E2935-50)*0.005)),IF($G2935=16,(1-(($E2935-50)*0.005)),IF($G2935=21,(1-(($E2935-50)*0.005)),1))),1),0)))","v":559},0.85,0.85,0.85,271,277,411,117,119,177,0.11735096819160669,0.12116195198519836,0.25653416532890577,7.5,5.5,5.9,7.9,null,8484,null,0.8,null,null,0,13.2,15.1,21.85,null,1,1,1,271,277,411,null,0,0,0,1,3238,4735,725,75,0.68190440163328403,0.65796861393376183,null,1,1,0.99999999999999978,0.99999999999999978,null,0]
["195701115",{"$f":"'DBH-Upgrade'!$K$8-$CL2943","v":70},15,1,95,70,11,11.5,0,26,30,41.1,854.7600000000001,{"$f":"IF($B2943>$F2943,0,IF($C2943>$G2943,0,ROUND((((($F2943-$B2943)/100)*IF('DBH-Upgrade'!$K$6='DBH-Upgrade'!$K$8,$BZ2957,($BE2943/(($F2943-18)/100))))+((($B2943-18)/100)*$CA2957))*$CE2957,0)))","v":0},{"$f":"IF($B2943>$F2943,0,IF($C2943>$G2943,0,ROUND((((($F2943-$B2943)/100)*IF('DBH-Upgrade'!$K$6='DBH-Upgrade'!$K$8,$BZ2957,($BE2943/(($F2943-18)/100))))+((($B2943-18)/100)*$CA2957))*$CD2957,0)))","v":0},{"$f":"IF($B2943>$F2943,0,IF($C2943>$G2943,0,ROUND(((($F2943-$B2943)/100)*IF('DBH-Upgrade'!$K$6='DBH-Upgrade'!$K$8,$BZ2957,($BE2943/(($F2943-18)/100))))+((($B2943-18)/100)*$CA2957),0)))","v":0},1.5,1.1000000000000001,1.1000000000000001,1.1000000000000001,855,{"$f":"IF($B2943>$F2943,0,IF($C2943>$G2943,0,ROUND(((($F2943-$B2943)/100)*(IF('DBH-Upgrade'!$K$6='DBH-Upgrade'!$K$8,$BZ2957,($BE2943/(($F2943-18)/100))))*$CH2957)+((($B2943-18)/100)*$CA2957*$CE2957*$CG2957),0)))","v":0},{"$f":"IF($B2943>$F2943,0,IF($C2943>$G2943,0,ROUND(((($F2943-$B2943)/100)*(IF('DBH-Upgrade'!$K$6='DBH-Upgrade'!$K$8,$BZ2957,($BE2943/(($F2943-18)/100))))*$CH2957)+((($B2943-18)/100)*$CA2957*$CD2957*$CG2957),0)))","v":0},{"$f":"IF($B2943>$F2943,0,IF($C2943>$G2943,0,ROUND(((($F2943-$B2943)/100)*(IF('DBH-Upgrade'!$K$6='DBH-Upgrade'!$K$8,$BZ2957,($BE2943/(($F2943-18)/100))))*$CH2957)+((($B2943-18)/100)*$CA2957*$CG2957),0)))","v":0},74,0,0,0,4.5934160191076906E-2,0,0,0,3.969E-4,1.7345999999999999,4,5.7428799999999995E-4,{"$f":"IF($B2943>$F2943,0,IF($C2943>$G2943,0,ROUND((((($F2943-$B2943)/100)*IF('DBH-Upgrade'!$K$6='DBH-Upgrade'!$K$8,$CC2957,($BF2943/(($F2943-18)/100))))+((($B2943-18)/100)*$CB2957))*IF($E2943>50,IF($G2943=11,(1-(($E2943-50)*0.005)),IF($G2943=16,(1-(($E2943-50)*0.005)),IF($G2943=21,(1-(($E2943-50)*0.005)),1))),1)*$CE2957,0)))","v":0},{"$f":"IF($B2943>$F2943,0,IF($C2943>$G2943,0,ROUND((((($F2943-$B2943)/100)*IF('DBH-Upgrade'!$K$6='DBH-Upgrade'!$K$8,$CC2957,($BF2943/(($F2943-18)/100))))+((($B2943-18)/100)*$CB2957))*IF($E2943>50,IF($G2943=11,(1-(($E2943-50)*0.005)),IF($G2943=16,(1-(($E2943-50)*0.005)),IF($G2943=21,(1-(($E2943-50)*0.005)),1))),1)*$CD2957,0)))","v":0},{"$f":"IF($B2943>$F2943,0,IF($C2943>$G2943,0,ROUND((((($F2943-$B2943)/100)*IF('DBH-Upgrade'!$K$6='DBH-Upgrade'!$K$8,$CC2957,($BF2943/(($F2943-18)/100))))+((($B2943-18)/100)*$CB2957))*IF($E2943>50,IF($G2943=11,(1-(($E2943-50)*0.005)),IF($G2943=16,(1-(($E2943-50)*0.005)),IF($G2943=21,(1-(($E2943-50)*0.005)),1))),1),0)))","v":0},0.95,0.95,0.95,0,0,0,0,0,0,0,0,0,0.9,5.5,5.9,7.9,null,1257,null,0.68,null,null,0,13.2,15.1,21.85,null,1,1,1,0,0,0,null,0,0,0,1,2489,6098,791,92,0.68190449384530405,0.65796861393376183,null,1,1,0.99999999999999978,0.99999999999999978,null,0]
["195801115",{"$f":"'DBH-Upgrade'!$K$8-$CL2949","v":70},15,1,95,80,11,11.5,0,26,30,42.4,977.16000000000008,{"$f":"IF($B2949>$F2949,0,IF($C2949>$G2949,0,ROUND((((($F2949-$B2949)/100)*IF('DBH-Upgrade'!$K$6='DBH-Upgrade'!$K$8,$BZ2963,($BE2949/(($F2949-18)/100))))+((($B2949-18)/100)*$CA2963))*$CE2963,0)))","v":0},{"$f":"IF($B2949>$F2949,0,IF($C2949>$G2949,0,ROUND((((($F2949-$B2949)/100)*IF('DBH-Upgrade'!$K$6='DBH-Upgrade'!$K$8,$BZ2963,($BE2949/(($F2949-18)/100))))+((($B2949-18)/100)*$CA2963))*$CD2963,0)))","v":0},{"$f":"IF($B2949>$F2949,0,IF($C2949>$G2949,0,ROUND(((($F2949-$B2949)/100)*IF('DBH-Upgrade'!$K$6='DBH-Upgrade'!$K$8,$BZ2963,($BE2949/(($F2949-18)/100))))+((($B2949-18)/100)*$CA2963),0)))","v":0},1.5,1.1000000000000001,1.1000000000000001,1.1000000000000001,977,{"$f":"IF($B2949>$F2949,0,IF($C2949>$G2949,0,ROUND(((($F2949-$B2949)/100)*(IF('DBH-Upgrade'!$K$6='DBH-Upgrade'!$K$8,$BZ2963,($BE2949/(($F2949-18)/100))))*$CH2963)+((($B2949-18)/100)*$CA2963*$CE2963*$CG2963),0)))","v":0},{"$f":"IF($B2949>$F2949,0,IF($C2949>$G2949,0,ROUND(((($F2949-$B2949)/100)*(IF('DBH-Upgrade'!$K$6='DBH-Upgrade'!$K$8,$BZ2963,($BE2949/(($F2949-18)/100))))*$CH2963)+((($B2949-18)/100)*$CA2963*$CD2963*$CG2963),0)))","v":0},{"$f":"IF($B2949>$F2949,0,IF($C2949>$G2949,0,ROUND(((($F2949-$B2949)/100)*(IF('DBH-Upgrade'!$K$6='DBH-Upgrade'!$K$8,$BZ2963,($BE2949/(($F2949-18)/100))))*$CH2963)+((($B2949-18)/100)*$CA2963*$CG2963),0)))","v":0},84,0,0,0,6.193039491470774E-2,0,0,0,3.969E-4,1.7345999999999999,4,5.7428799999999995E-4,{"$f":"IF($B2949>$F2949,0,IF($C2949>$G2949,0,ROUND((((($F2949-$B2949)/100)*IF('DBH-Upgrade'!$K$6='DBH-Upgrade'!$K$8,$CC2963,($BF2949/(($F2949-18)/100))))+((($B2949-18)/100)*$CB2963))*IF($E2949>50,IF($G2949=11,(1-(($E2949-50)*0.005)),IF($G2949=16,(1-(($E2949-50)*0.005)),IF($G2949=21,(1-(($E2949-50)*0.005)),1))),1)*$CE2963,0)))","v":0},{"$f":"IF($B2949>$F2949,0,IF($C2949>$G2949,0,ROUND((((($F2949-$B2949)/100)*IF('DBH-Upgrade'!$K$6='DBH-Upgrade'!$K$8,$CC2963,($BF2949/(($F2949-18)/100))))+((($B2949-18)/100)*$CB2963))*IF($E2949>50,IF($G2949=11,(1-(($E2949-50)*0.005)),IF($G2949=16,(1-(($E2949-50)*0.005)),IF($G2949=21,(1-(($E2949-50)*0.005)),1))),1)*$CD2963,0)))","v":0},{"$f":"IF($B2949>$F2949,0,IF($C2949>$G2949,0,ROUND((((($F2949-$B2949)/100)*IF('DBH-Upgrade'!$K$6='DBH-Upgrade'!$K$8,$CC2963,($BF2949/(($F2949-18)/100))))+((($B2949-18)/100)*$CB2963))*IF($E2949>50,IF($G2949=11,(1-(($E2949-50)*0.005)),IF($G2949=16,(1-(($E2949-50)*0.005)),IF($G2949=21,(1-(($E2949-50)*0.005)),1))),1),0)))","v":0},0.95,0.95,0.95,0,0,0,0,0,0,0,0,0,1.1000000000000001,5.5,5.9,7.9,null,1437,null,0.68,null,null,0,13.2,15.1,21.85,null,1,1,1,0,0,0,null,0,0,0,1,2489,6098,791,92,0.67294243770541662,0.6582099452827469,null,1,1,0.99999999999999978,0.99999999999999978,null,0]
["195901115",{"$f":"'DBH-Upgrade'!$K$8-$CL2955","v":70},15,1,95,90,11,11.5,0,26,30,43.3,1098.8800000000001,{"$f":"IF($B2955>$F2955,0,IF($C2955>$G2955,0,ROUND((((($F2955-$B2955)/100)*IF('DBH-Upgrade'!$K$6='DBH-Upgrade'!$K$8,$BZ2969,($BE2955/(($F2955-18)/100))))+((($B2955-18)/100)*$CA2969))*$CE2969,0)))","v":0},{"$f":"IF($B2955>$F2955,0,IF($C2955>$G2955,0,ROUND((((($F2955-$B2955)/100)*IF('DBH-Upgrade'!$K$6='DBH-Upgrade'!$K$8,$BZ2969,($BE2955/(($F2955-18)/100))))+((($B2955-18)/100)*$CA2969))*$CD2969,0)))","v":0},{"$f":"IF($B2955>$F2955,0,IF($C2955>$G2955,0,ROUND(((($F2955-$B2955)/100)*IF('DBH-Upgrade'!$K$6='DBH-Upgrade'!$K$8,$BZ2969,($BE2955/(($F2955-18)/100))))+((($B2955-18)/100)*$CA2969),0)))","v":0},1.5,1.1000000000000001,1.1000000000000001,1.1000000000000001,{"$f":"ROUND(M2955*POWER((($S$1-$S$2)/LN(($S$1-$S$3)/($S$2-$S$3)))/((75-65)/LN((75-20)/(65-20))),Q2955),0)","v":1099},{"$f":"IF($B2955>$F2955,0,IF($C2955>$G2955,0,ROUND(((($F2955-$B2955)/100)*(IF('DBH-Upgrade'!$K$6='DBH-Upgrade'!$K$8,$BZ2969,($BE2955/(($F2955-18)/100))))*$CH2969)+((($B2955-18)/100)*$CA2969*$CE2969*$CG2969),0)))","v":0},{"$f":"IF($B2955>$F2955,0,IF($C2955>$G2955,0,ROUND(((($F2955-$B2955)/100)*(IF('DBH-Upgrade'!$K$6='DBH-Upgrade'!$K$8,$BZ2969,($BE2955/(($F2955-18)/100))))*$CH2969)+((($B2955-18)/100)*$CA2969*$CD2969*$CG2969),0)))","v":0},{"$f":"IF($B2955>$F2955,0,IF($C2955>$G2955,0,ROUND(((($F2955-$B2955)/100)*(IF('DBH-Upgrade'!$K$6='DBH-Upgrade'!$K$8,$BZ2969,($BE2955/(($F2955-18)/100))))*$CH2969)+((($B2955-18)/100)*$CA2969*$CG2969),0)))","v":0},{"$f":"ROUND(U2955*3600/(4186*ABS($S$1-$S$2)),0)","v":95},{"$f":"ROUND(V2955*3600/(4186*ABS($S$1-$S$2)),0)","v":0},{"$f":"ROUND(W2955*3600/(4186*ABS($S$1-$S$2)),0)","v":0},{"$f":"ROUND(X2955*3600/(4186*ABS($S$1-$S$2)),0)","v":0},{"$f":"(($AG2955*(Y2955^$AH2955)*((($F2955-14.4)*$AI2955)/100))+($AJ2955*(Y2955^2)))*0.0098","v":8.2492103999096608E-2},{"$f":"(($AG2955*(Z2955^$AH2955)*((($F2955-14.4)*$AI2955)/100))+($AJ2955*(Z2955^2)))*0.0098","v":0},{"$f":"(($AG2955*(AA2955^$AH2955)*((($F2955-14.4)*$AI2955)/100))+($AJ2955*(AA2955^2)))*0.0098","v":0},{"$f":"(($AG2955*(AB2955^$AH2955)*((($F2955-14.4)*$AI2955)/100))+($AJ2955*(AB2955^2)))*0.0098","v":0},3.969E-4,1.7345999999999999,4,5.7428799999999995E-4,{"$f":"IF($B2955>$F2955,0,IF($C2955>$G2955,0,ROUND((((($F2955-$B2955)/100)*IF('DBH-Upgrade'!$K$6='DBH-Upgrade'!$K$8,$CC2969,($BF2955/(($F2955-18)/100))))+((($B2955-18)/100)*$CB2969))*IF($E2955>50,IF($G2955=11,(1-(($E2955-50)*0.005)),IF($G2955=16,(1-(($E2955-50)*0.005)),IF($G2955=21,(1-(($E2955-50)*0.005)),1))),1)*$CE2969,0)))","v":0},{"$f":"IF($B2955>$F2955,0,IF($C2955>$G2955,0,ROUND((((($F2955-$B2955)/100)*IF('DBH-Upgrade'!$K$6='DBH-Upgrade'!$K$8,$CC2969,($BF2955/(($F2955-18)/100))))+((($B2955-18)/100)*$CB2969))*IF($E2955>50,IF($G2955=11,(1-(($E2955-50)*0.005)),IF($G2955=16,(1-(($E2955-50)*0.005)),IF($G2955=21,(1-(($E2955-50)*0.005)),1))),1)*$CD2969,0)))","v":0},{"$f":"IF($B2955>$F2955,0,IF($C2955>$G2955,0,ROUND((((($F2955-$B2955)/100)*IF('DBH-Upgrade'!$K$6='DBH-Upgrade'!$K$8,$CC2969,($BF2955/(($F2955-18)/100))))+((($B2955-18)/100)*$CB2969))*IF($E2955>50,IF($G2955=11,(1-(($E2955-50)*0.005)),IF($G2955=16,(1-(($E2955-50)*0.005)),IF($G2955=21,(1-(($E2955-50)*0.005)),1))),1),0)))","v":0},{"$f":"IF($G2955=10,0.98,IF($G2955=11,0.95,IF($G2955=15,1.01,IF($G2955=16,0.95,IF($G2955=20,0.95,IF($G2955=21,0.85))))))","v":0.95},0.95,0.95,0,0,0,{"$f":"ROUND(AQ2955*3600/(4186*ABS($AT$1-$AT$2)),0)","v":0},{"$f":"ROUND(AR2955*3600/(4186*ABS($AT$1-$AT$2)),0)","v":0},{"$f":"ROUND(AS2955*3600/(4186*ABS($AT$1-$AT$2)),0)","v":0},{"$f":"(($AG2955*(AT2955^$AH2955)*((($F2955-14.4)*$AI2955)/100))+($AJ2955*(AT2955^2)))*0.0098","v":0},{"$f":"(($AG2955*(AU2955^$AH2955)*((($F2955-14.4)*$AI2955)/100))+($AJ2955*(AU2955^2)))*0.0098","v":0},{"$f":"(($AG2955*(AV2955^$AH2955)*((($F2955-14.4)*$AI2955)/100))+($AJ2955*(AV2955^2)))*0.0098","v":0},1.2,5.5,5.9,7.9,null,1616,null,0.68,null,null,0,13.2,15.1,21.85,null,{"$f":"IF(1/(1+((2258*((0.622/((101325/(1*611*EXP(17.27*((($AT$1+$AT$2)/2)/((($AT$1+$AT$2)/2)+237.3))))))-1)*1000-(0.622/((101325/($AV$1*611*EXP(17.27*($AT$3/($AT$3+237.3))))))-1)*1000))/(1005*((($AT$1+$AT$2)/2)-$AT$3))))>1,1,1/(1+((2258*((0.622/((101325/(1*611*EXP(17.27*((($AT$1+$AT$2)/2)/((($AT$1+$AT$2)/2)+237.3))))))-1)*1000-(0.622/((101325/($AV$1*611*EXP(17.27*($AT$3/($AT$3+237.3))))))-1)*1000))/(1005*((($AT$1+$AT$2)/2)-$AT$3)))))","v":1},1,1,0,0,0,null,0,0,0,1,2489,6098,791,92,0.75555534806492441,0.70383877729866806,null,1,1,0.99999999999999978,0.99999999999999978,null,0]
["1951001615",{"$f":"'DBH-Upgrade'!$K$8-$CL2963","v":70},15,1,95,100,16,16.5,0,26,30,44.1,1820.3600000000001,{"$f":"IF($B2963>$F2963,0,IF($C2963>$G2963,0,ROUND((((($F2963-$B2963)/100)*IF('DBH-Upgrade'!$K$6='DBH-Upgrade'!$K$8,$BZ2977,($BE2963/(($F2963-18)/100))))+((($B2963-18)/100)*$CA2977))*$CE2977,0)))","v":2326},{"$f":"IF($B2963>$F2963,0,IF($C2963>$G2963,0,ROUND((((($F2963-$B2963)/100)*IF('DBH-Upgrade'!$K$6='DBH-Upgrade'!$K$8,$BZ2977,($BE2963/(($F2963-18)/100))))+((($B2963-18)/100)*$CA2977))*$CD2977,0)))","v":2491},{"$f":"IF($B2963>$F2963,0,IF($C2963>$G2963,0,ROUND(((($F2963-$B2963)/100)*IF('DBH-Upgrade'!$K$6='DBH-Upgrade'!$K$8,$BZ2977,($BE2963/(($F2963-18)/100))))+((($B2963-18)/100)*$CA2977),0)))","v":3434},1.5,1.1000000000000001,1.1000000000000001,1.1000000000000001,1820,{"$f":"IF($B2963>$F2963,0,IF($C2963>$G2963,0,ROUND(((($F2963-$B2963)/100)*(IF('DBH-Upgrade'!$K$6='DBH-Upgrade'!$K$8,$BZ2977,($BE2963/(($F2963-18)/100))))*$CH2977)+((($B2963-18)/100)*$CA2977*$CE2977*$CG2977),0)))","v":2639},{"$f":"IF($B2963>$F2963,0,IF($C2963>$G2963,0,ROUND(((($F2963-$B2963)/100)*(IF('DBH-Upgrade'!$K$6='DBH-Upgrade'!$K$8,$BZ2977,($BE2963/(($F2963-18)/100))))*$CH2977)+((($B2963-18)/100)*$CA2977*$CD2977*$CG2977),0)))","v":2758},{"$f":"IF($B2963>$F2963,0,IF($C2963>$G2963,0,ROUND(((($F2963-$B2963)/100)*(IF('DBH-Upgrade'!$K$6='DBH-Upgrade'!$K$8,$BZ2977,($BE2963/(($F2963-18)/100))))*$CH2977)+((($B2963-18)/100)*$CA2977*$CG2977),0)))","v":3434},157,227,237,295,0.37911972616747958,0.78392190652813776,0.8534722991447381,1.3144357673459985,2.0829999999999999E-4,1.724,4,1.392796E-3,{"$f":"IF($B2963>$F2963,0,IF($C2963>$G2963,0,ROUND((((($F2963-$B2963)/100)*IF('DBH-Upgrade'!$K$6='DBH-Upgrade'!$K$8,$CC2977,($BF2963/(($F2963-18)/100))))+((($B2963-18)/100)*$CB2977))*IF($E2963>50,IF($G2963=11,(1-(($E2963-50)*0.005)),IF($G2963=16,(1-(($E2963-50)*0.005)),IF($G2963=21,(1-(($E2963-50)*0.005)),1))),1)*$CE2977,0)))","v":210},{"$f":"IF($B2963>$F2963,0,IF($C2963>$G2963,0,ROUND((((($F2963-$B2963)/100)*IF('DBH-Upgrade'!$K$6='DBH-Upgrade'!$K$8,$CC2977,($BF2963/(($F2963-18)/100))))+((($B2963-18)/100)*$CB2977))*IF($E2963>50,IF($G2963=11,(1-(($E2963-50)*0.005)),IF($G2963=16,(1-(($E2963-50)*0.005)),IF($G2963=21,(1-(($E2963-50)*0.005)),1))),1)*$CD2977,0)))","v":225},{"$f":"IF($B2963>$F2963,0,IF($C2963>$G2963,0,ROUND((((($F2963-$B2963)/100)*IF('DBH-Upgrade'!$K$6='DBH-Upgrade'!$K$8,$CC2977,($BF2963/(($F2963-18)/100))))+((($B2963-18)/100)*$CB2977))*IF($E2963>50,IF($G2963=11,(1-(($E2963-50)*0.005)),IF($G2963=16,(1-(($E2963-50)*0.005)),IF($G2963=21,(1-(($E2963-50)*0.005)),1))),1),0)))","v":310},0.95,0.95,0.95,255,273,377,110,117,162,0.18826828954973734,0.21255069577288607,0.403260537937074,2,5.5,5.9,7.9,null,2677,null,0.68,null,null,0,13.2,15.1,21.85,null,1,1,1,255,273,377,null,0,0,0,1,{"$error":"#VALUE!"},0,0,{"$error":"#VALUE!"},0.82845886137907021,0.77133936020072458,null,1,1,0.99999999999999978,0.99999999999999978,null,0]
["1951101515",{"$f":"'DBH-Upgrade'!$K$8-$CL2968","v":60},15,1,95,110,15,16.5,0,26,30,44.1,1888.8000000000002,{"$f":"IF($B2968>$F2968,0,IF($C2968>$G2968,0,ROUND((((($F2968-$B2968)/100)*IF('DBH-Upgrade'!$K$6='DBH-Upgrade'!$K$8,$BZ2982,($BE2968/(($F2968-18)/100))))+((($B2968-18)/100)*$CA2982))*$CE2982,0)))","v":1468},{"$f":"IF($B2968>$F2968,0,IF($C2968>$G2968,0,ROUND((((($F2968-$B2968)/100)*IF('DBH-Upgrade'!$K$6='DBH-Upgrade'!$K$8,$BZ2982,($BE2968/(($F2968-18)/100))))+((($B2968-18)/100)*$CA2982))*$CD2982,0)))","v":1572},{"$f":"IF($B2968>$F2968,0,IF($C2968>$G2968,0,ROUND(((($F2968-$B2968)/100)*IF('DBH-Upgrade'!$K$6='DBH-Upgrade'!$K$8,$BZ2982,($BE2968/(($F2968-18)/100))))+((($B2968-18)/100)*$CA2982),0)))","v":2167},1.5,1.08,1.08,1.08,1889,{"$f":"IF($B2968>$F2968,0,IF($C2968>$G2968,0,ROUND(((($F2968-$B2968)/100)*(IF('DBH-Upgrade'!$K$6='DBH-Upgrade'!$K$8,$BZ2982,($BE2968/(($F2968-18)/100))))*$CH2982)+((($B2968-18)/100)*$CA2982*$CE2982*$CG2982),0)))","v":1729},{"$f":"IF($B2968>$F2968,0,IF($C2968>$G2968,0,ROUND(((($F2968-$B2968)/100)*(IF('DBH-Upgrade'!$K$6='DBH-Upgrade'!$K$8,$BZ2982,($BE2968/(($F2968-18)/100))))*$CH2982)+((($B2968-18)/100)*$CA2982*$CD2982*$CG2982),0)))","v":1794},{"$f":"IF($B2968>$F2968,0,IF($C2968>$G2968,0,ROUND(((($F2968-$B2968)/100)*(IF('DBH-Upgrade'!$K$6='DBH-Upgrade'!$K$8,$BZ2982,($BE2968/(($F2968-18)/100))))*$CH2982)+((($B2968-18)/100)*$CA2982*$CG2982),0)))","v":2167},162,149,154,186,0.14393235829991191,0.12225595554100234,0.13038777510015997,0.18849745268841395,2.0829999999999999E-4,1.724,2,4.6182900000000003E-4,{"$f":"IF($B2968>$F2968,0,IF($C2968>$G2968,0,ROUND((((($F2968-$B2968)/100)*IF('DBH-Upgrade'!$K$6='DBH-Upgrade'!$K$8,$CC2982,($BF2968/(($F2968-18)/100))))+((($B2968-18)/100)*$CB2982))*IF($E2968>50,IF($G2968=11,(1-(($E2968-50)*0.005)),IF($G2968=16,(1-(($E2968-50)*0.005)),IF($G2968=21,(1-(($E2968-50)*0.005)),1))),1)*$CE2982,0)))","v":147},{"$f":"IF($B2968>$F2968,0,IF($C2968>$G2968,0,ROUND((((($F2968-$B2968)/100)*IF('DBH-Upgrade'!$K$6='DBH-Upgrade'!$K$8,$CC2982,($BF2968/(($F2968-18)/100))))+((($B2968-18)/100)*$CB2982))*IF($E2968>50,IF($G2968=11,(1-(($E2968-50)*0.005)),IF($G2968=16,(1-(($E2968-50)*0.005)),IF($G2968=21,(1-(($E2968-50)*0.005)),1))),1)*$CD2982,0)))","v":158},{"$f":"IF($B2968>$F2968,0,IF($C2968>$G2968,0,ROUND((((($F2968-$B2968)/100)*IF('DBH-Upgrade'!$K$6='DBH-Upgrade'!$K$8,$CC2982,($BF2968/(($F2968-18)/100))))+((($B2968-18)/100)*$CB2982))*IF($E2968>50,IF($G2968=11,(1-(($E2968-50)*0.005)),IF($G2968=16,(1-(($E2968-50)*0.005)),IF($G2968=21,(1-(($E2968-50)*0.005)),1))),1),0)))","v":217},1.01,1.01,1.01,126,135,186,54,58,80,1.6982457195691504E-2,1.9506286553942091E-2,3.6418902007834965E-2,1.1000000000000001,5.5,5.9,7.9,null,2361,null,0.8,null,null,0,13.2,15.1,21.85,null,1,1,1,126,135,186,null,0,0,0,1,{"$error":"#VALUE!"},0,0,{"$error":"#VALUE!"},0.8212441545440573,0.76343880970753542,null,1,1,0.99999999999999978,0.99999999999999978,null,10]
["1951201515",{"$f":"'DBH-Upgrade'!$K$8-$CL2974","v":70},15,1,95,120,15,16.5,0,26,30,44.8,2060,{"$f":"IF($B2974>$F2974,0,IF($C2974>$G2974,0,ROUND((((($F2974-$B2974)/100)*IF('DBH-Upgrade'!$K$6='DBH-Upgrade'!$K$8,$BZ2988,($BE2974/(($F2974-18)/100))))+((($B2974-18)/100)*$CA2988))*$CE2988,0)))","v":1672},{"$f":"IF($B2974>$F2974,0,IF($C2974>$G2974,0,ROUND((((($F2974-$B2974)/100)*IF('DBH-Upgrade'!$K$6='DBH-Upgrade'!$K$8,$BZ2988,($BE2974/(($F2974-18)/100))))+((($B2974-18)/100)*$CA2988))*$CD2988,0)))","v":1791},{"$f":"IF($B2974>$F2974,0,IF($C2974>$G2974,0,ROUND(((($F2974-$B2974)/100)*IF('DBH-Upgrade'!$K$6='DBH-Upgrade'!$K$8,$BZ2988,($BE2974/(($F2974-18)/100))))+((($B2974-18)/100)*$CA2988),0)))","v":2491},1.5,1.08,1.08,1.08,2060,{"$f":"IF($B2974>$F2974,0,IF($C2974>$G2974,0,ROUND(((($F2974-$B2974)/100)*(IF('DBH-Upgrade'!$K$6='DBH-Upgrade'!$K$8,$BZ2988,($BE2974/(($F2974-18)/100))))*$CH2988)+((($B2974-18)/100)*$CA2988*$CE2988*$CG2988),0)))","v":1938},{"$f":"IF($B2974>$F2974,0,IF($C2974>$G2974,0,ROUND(((($F2974-$B2974)/100)*(IF('DBH-Upgrade'!$K$6='DBH-Upgrade'!$K$8,$BZ2988,($BE2974/(($F2974-18)/100))))*$CH2988)+((($B2974-18)/100)*$CA2988*$CD2988*$CG2988),0)))","v":2018},{"$f":"IF($B2974>$F2974,0,IF($C2974>$G2974,0,ROUND(((($F2974-$B2974)/100)*(IF('DBH-Upgrade'!$K$6='DBH-Upgrade'!$K$8,$BZ2988,($BE2974/(($F2974-18)/100))))*$CH2988)+((($B2974-18)/100)*$CA2988*$CG2988),0)))","v":2491},177,167,174,214,0.17416062748453481,0.15550359328060329,0.16845483903973568,0.25216883838893389,2.0829999999999999E-4,1.724,2,4.6182900000000003E-4,{"$f":"IF($B2974>$F2974,0,IF($C2974>$G2974,0,ROUND((((($F2974-$B2974)/100)*IF('DBH-Upgrade'!$K$6='DBH-Upgrade'!$K$8,$CC2988,($BF2974/(($F2974-18)/100))))+((($B2974-18)/100)*$CB2988))*IF($E2974>50,IF($G2974=11,(1-(($E2974-50)*0.005)),IF($G2974=16,(1-(($E2974-50)*0.005)),IF($G2974=21,(1-(($E2974-50)*0.005)),1))),1)*$CE2988,0)))","v":175},{"$f":"IF($B2974>$F2974,0,IF($C2974>$G2974,0,ROUND((((($F2974-$B2974)/100)*IF('DBH-Upgrade'!$K$6='DBH-Upgrade'!$K$8,$CC2988,($BF2974/(($F2974-18)/100))))+((($B2974-18)/100)*$CB2988))*IF($E2974>50,IF($G2974=11,(1-(($E2974-50)*0.005)),IF($G2974=16,(1-(($E2974-50)*0.005)),IF($G2974=21,(1-(($E2974-50)*0.005)),1))),1)*$CD2988,0)))","v":188},{"$f":"IF($B2974>$F2974,0,IF($C2974>$G2974,0,ROUND((((($F2974-$B2974)/100)*IF('DBH-Upgrade'!$K$6='DBH-Upgrade'!$K$8,$CC2988,($BF2974/(($F2974-18)/100))))+((($B2974-18)/100)*$CB2988))*IF($E2974>50,IF($G2974=11,(1-(($E2974-50)*0.005)),IF($G2974=16,(1-(($E2974-50)*0.005)),IF($G2974=21,(1-(($E2974-50)*0.005)),1))),1),0)))","v":261},1.01,1.01,1.01,154,165,230,66,71,99,2.56237763472408E-2,2.9516786210853199E-2,5.624591351716083E-2,1.2,5.5,5.9,7.9,null,2575,null,0.8,null,null,0,13.2,15.1,21.85,null,1,1,1,154,165,230,null,0,0,0,1,{"$error":"#VALUE!"},0,0,{"$error":"#VALUE!"},0.81466996609637188,0.75619868948084668,null,1,1,0.99999999999999978,0.99999999999999978,null,0]
["1951402115",{"$f":"'DBH-Upgrade'!$K$8-$CL2983","v":70},15,1,95,140,21,21.5,0,26,30,45.4,4390.4000000000005,{"$f":"IF($B2983>$F2983,0,IF($C2983>$G2983,0,ROUND((((($F2983-$B2983)/100)*IF('DBH-Upgrade'!$K$6='DBH-Upgrade'!$K$8,$BZ2997,($BE2983/(($F2983-18)/100))))+((($B2983-18)/100)*$CA2997))*$CE2997,0)))","v":3270},{"$f":"IF($B2983>$F2983,0,IF($C2983>$G2983,0,ROUND((((($F2983-$B2983)/100)*IF('DBH-Upgrade'!$K$6='DBH-Upgrade'!$K$8,$BZ2997,($BE2983/(($F2983-18)/100))))+((($B2983-18)/100)*$CA2997))*$CD2997,0)))","v":3502},{"$f":"IF($B2983>$F2983,0,IF($C2983>$G2983,0,ROUND(((($F2983-$B2983)/100)*IF('DBH-Upgrade'!$K$6='DBH-Upgrade'!$K$8,$BZ2997,($BE2983/(($F2983-18)/100))))+((($B2983-18)/100)*$CA2997),0)))","v":4913},1.5,1.05,1.05,1.05,4390,{"$f":"IF($B2983>$F2983,0,IF($C2983>$G2983,0,ROUND(((($F2983-$B2983)/100)*(IF('DBH-Upgrade'!$K$6='DBH-Upgrade'!$K$8,$BZ2997,($BE2983/(($F2983-18)/100))))*$CH2997)+((($B2983-18)/100)*$CA2997*$CE2997*$CG2997),0)))","v":3853},{"$f":"IF($B2983>$F2983,0,IF($C2983>$G2983,0,ROUND(((($F2983-$B2983)/100)*(IF('DBH-Upgrade'!$K$6='DBH-Upgrade'!$K$8,$BZ2997,($BE2983/(($F2983-18)/100))))*$CH2997)+((($B2983-18)/100)*$CA2997*$CD2997*$CG2997),0)))","v":4002},{"$f":"IF($B2983>$F2983,0,IF($C2983>$G2983,0,ROUND(((($F2983-$B2983)/100)*(IF('DBH-Upgrade'!$K$6='DBH-Upgrade'!$K$8,$BZ2997,($BE2983/(($F2983-18)/100))))*$CH2997)+((($B2983-18)/100)*$CA2997*$CG2997),0)))","v":4913},378,331,344,423,0.89232635225842949,0.68919040519385644,0.7428113986344288,1.1107862721909598,1.2760000000000001E-4,1.7219,4,5.1420100000000005E-4,{"$f":"IF($B2983>$F2983,0,IF($C2983>$G2983,0,ROUND((((($F2983-$B2983)/100)*IF('DBH-Upgrade'!$K$6='DBH-Upgrade'!$K$8,$CC2997,($BF2983/(($F2983-18)/100))))+((($B2983-18)/100)*$CB2997))*IF($E2983>50,IF($G2983=11,(1-(($E2983-50)*0.005)),IF($G2983=16,(1-(($E2983-50)*0.005)),IF($G2983=21,(1-(($E2983-50)*0.005)),1))),1)*$CE2997,0)))","v":245},{"$f":"IF($B2983>$F2983,0,IF($C2983>$G2983,0,ROUND((((($F2983-$B2983)/100)*IF('DBH-Upgrade'!$K$6='DBH-Upgrade'!$K$8,$CC2997,($BF2983/(($F2983-18)/100))))+((($B2983-18)/100)*$CB2997))*IF($E2983>50,IF($G2983=11,(1-(($E2983-50)*0.005)),IF($G2983=16,(1-(($E2983-50)*0.005)),IF($G2983=21,(1-(($E2983-50)*0.005)),1))),1)*$CD2997,0)))","v":263},{"$f":"IF($B2983>$F2983,0,IF($C2983>$G2983,0,ROUND((((($F2983-$B2983)/100)*IF('DBH-Upgrade'!$K$6='DBH-Upgrade'!$K$8,$CC2997,($BF2983/(($F2983-18)/100))))+((($B2983-18)/100)*$CB2997))*IF($E2983>50,IF($G2983=11,(1-(($E2983-50)*0.005)),IF($G2983=16,(1-(($E2983-50)*0.005)),IF($G2983=21,(1-(($E2983-50)*0.005)),1))),1),0)))","v":369},0.85,0.85,0.85,274,293,411,118,126,177,9.3376729392859167E-2,0.10598875658671821,0.20452858530985907,3.7,5.5,5.9,7.9,null,{"$f":"$BE333","v":5488},null,0.8,null,null,0,13.2,15.1,21.85,null,1,1,1,274,293,411,null,0,0,0,1,3238,4735,725,75,0.72541359909535208,0.67746340042029107,null,1,1,0.99999999999999978,0.99999999999999978,null,0]
["220701515",{"$f":"'DBH-Upgrade'!$K$8-$CL2988","v":60},15,2,20,70,15,16.5,0,26,30,41.1,581.6,{"$f":"IF($B2988>$F2988,0,IF($C2988>$G2988,0,ROUND((((($F2988-$B2988)/100)*IF('DBH-Upgrade'!$K$6='DBH-Upgrade'!$K$8,$BZ3002,($BE2988/(($F2988-18)/100))))+((($B2988-18)/100)*$CA3002))*$CE3002,0)))","v":1071},{"$f":"IF($B2988>$F2988,0,IF($C2988>$G2988,0,ROUND((((($F2988-$B2988)/100)*IF('DBH-Upgrade'!$K$6='DBH-Upgrade'!$K$8,$BZ3002,($BE2988/(($F2988-18)/100))))+((($B2988-18)/100)*$CA3002))*$CD3002,0)))","v":1150},{"$f":"IF($B2988>$F2988,0,IF($C2988>$G2988,0,ROUND(((($F2988-$B2988)/100)*IF('DBH-Upgrade'!$K$6='DBH-Upgrade'!$K$8,$BZ3002,($BE2988/(($F2988-18)/100))))+((($B2988-18)/100)*$CA3002),0)))","v":1521},1.5,1.08,1.08,1.08,582,{"$f":"IF($B2988>$F2988,0,IF($C2988>$G2988,0,ROUND(((($F2988-$B2988)/100)*(IF('DBH-Upgrade'!$K$6='DBH-Upgrade'!$K$8,$BZ3002,($BE2988/(($F2988-18)/100))))*$CH3002)+((($B2988-18)/100)*$CA3002*$CE3002*$CG3002),0)))","v":1119},{"$f":"IF($B2988>$F2988,0,IF($C2988>$G2988,0,ROUND(((($F2988-$B2988)/100)*(IF('DBH-Upgrade'!$K$6='DBH-Upgrade'!$K$8,$BZ3002,($BE2988/(($F2988-18)/100))))*$CH3002)+((($B2988-18)/100)*$CA3002*$CD3002*$CG3002),0)))","v":1189},{"$f":"IF($B2988>$F2988,0,IF($C2988>$G2988,0,ROUND(((($F2988-$B2988)/100)*(IF('DBH-Upgrade'!$K$6='DBH-Upgrade'!$K$8,$BZ3002,($BE2988/(($F2988-18)/100))))*$CH3002)+((($B2988-18)/100)*$CA3002*$CG3002),0)))","v":1521},50,96,102,131,1.3242532573726134E-2,4.7646395960830382E-2,5.3677129903683632E-2,8.7813072353079863E-2,2.0829999999999999E-4,1.724,2,4.6182900000000003E-4,{"$f":"IF($B2988>$F2988,0,IF($C2988>$G2988,0,ROUND((((($F2988-$B2988)/100)*IF('DBH-Upgrade'!$K$6='DBH-Upgrade'!$K$8,$CC3002,($BF2988/(($F2988-18)/100))))+((($B2988-18)/100)*$CB3002))*IF($E2988>50,IF($G2988=11,(1-(($E2988-50)*0.005)),IF($G2988=16,(1-(($E2988-50)*0.005)),IF($G2988=21,(1-(($E2988-50)*0.005)),1))),1)*$CE3002,0)))","v":135},{"$f":"IF($B2988>$F2988,0,IF($C2988>$G2988,0,ROUND((((($F2988-$B2988)/100)*IF('DBH-Upgrade'!$K$6='DBH-Upgrade'!$K$8,$CC3002,($BF2988/(($F2988-18)/100))))+((($B2988-18)/100)*$CB3002))*IF($E2988>50,IF($G2988=11,(1-(($E2988-50)*0.005)),IF($G2988=16,(1-(($E2988-50)*0.005)),IF($G2988=21,(1-(($E2988-50)*0.005)),1))),1)*$CD3002,0)))","v":145},{"$f":"IF($B2988>$F2988,0,IF($C2988>$G2988,0,ROUND((((($F2988-$B2988)/100)*IF('DBH-Upgrade'!$K$6='DBH-Upgrade'!$K$8,$CC3002,($BF2988/(($F2988-18)/100))))+((($B2988-18)/100)*$CB3002))*IF($E2988>50,IF($G2988=11,(1-(($E2988-50)*0.005)),IF($G2988=16,(1-(($E2988-50)*0.005)),IF($G2988=21,(1-(($E2988-50)*0.005)),1))),1),0)))","v":192},1.01,1.01,1.01,131,140,186,56,60,80,1.6536967376733595E-2,1.8933016885219214E-2,3.3300497351837072E-2,0.7,5.5,5.9,7.9,null,727,null,0.8,null,null,0,13.2,15.1,21.85,null,1,1,1,131,140,186,null,0,0,0,1,1615,3238,442,63,0.71879122259285499,0.67122872584611504,null,1,1,0.99999999999999978,0.99999999999999978,null,10]
["220902015",{"$f":"'DBH-Upgrade'!$K$8-$CL2995","v":70},15,2,20,90,20,21.5,0,26,30,43.3,1004,{"$f":"IF($B2995>$F2995,0,IF($C2995>$G2995,0,ROUND((((($F2995-$B2995)/100)*IF('DBH-Upgrade'!$K$6='DBH-Upgrade'!$K$8,$BZ3009,($BE2995/(($F2995-18)/100))))+((($B2995-18)/100)*$CA3009))*$CE3009,0)))","v":1963},{"$f":"IF($B2995>$F2995,0,IF($C2995>$G2995,0,ROUND((((($F2995-$B2995)/100)*IF('DBH-Upgrade'!$K$6='DBH-Upgrade'!$K$8,$BZ3009,($BE2995/(($F2995-18)/100))))+((($B2995-18)/100)*$CA3009))*$CD3009,0)))","v":2112},{"$f":"IF($B2995>$F2995,0,IF($C2995>$G2995,0,ROUND(((($F2995-$B2995)/100)*IF('DBH-Upgrade'!$K$6='DBH-Upgrade'!$K$8,$BZ3009,($BE2995/(($F2995-18)/100))))+((($B2995-18)/100)*$CA3009),0)))","v":2572},1.5,1.08,1.08,1.08,1004,{"$f":"IF($B2995>$F2995,0,IF($C2995>$G2995,0,ROUND(((($F2995-$B2995)/100)*(IF('DBH-Upgrade'!$K$6='DBH-Upgrade'!$K$8,$BZ3009,($BE2995/(($F2995-18)/100))))*$CH3009)+((($B2995-18)/100)*$CA3009*$CE3009*$CG3009),0)))","v":2072},{"$f":"IF($B2995>$F2995,0,IF($C2995>$G2995,0,ROUND(((($F2995-$B2995)/100)*(IF('DBH-Upgrade'!$K$6='DBH-Upgrade'!$K$8,$BZ3009,($BE2995/(($F2995-18)/100))))*$CH3009)+((($B2995-18)/100)*$CA3009*$CD3009*$CG3009),0)))","v":2194},{"$f":"IF($B2995>$F2995,0,IF($C2995>$G2995,0,ROUND(((($F2995-$B2995)/100)*(IF('DBH-Upgrade'!$K$6='DBH-Upgrade'!$K$8,$BZ3009,($BE2995/(($F2995-18)/100))))*$CH3009)+((($B2995-18)/100)*$CA3009*$CG3009),0)))","v":2572},86,178,189,221,3.1348805220849138E-2,0.13111730494369025,0.14755919496279166,0.20084139859644864,1.2760000000000001E-4,1.7219,2,3.76611E-4,{"$f":"IF($B2995>$F2995,0,IF($C2995>$G2995,0,ROUND((((($F2995-$B2995)/100)*IF('DBH-Upgrade'!$K$6='DBH-Upgrade'!$K$8,$CC3009,($BF2995/(($F2995-18)/100))))+((($B2995-18)/100)*$CB3009))*IF($E2995>50,IF($G2995=11,(1-(($E2995-50)*0.005)),IF($G2995=16,(1-(($E2995-50)*0.005)),IF($G2995=21,(1-(($E2995-50)*0.005)),1))),1)*$CE3009,0)))","v":211},{"$f":"IF($B2995>$F2995,0,IF($C2995>$G2995,0,ROUND((((($F2995-$B2995)/100)*IF('DBH-Upgrade'!$K$6='DBH-Upgrade'!$K$8,$CC3009,($BF2995/(($F2995-18)/100))))+((($B2995-18)/100)*$CB3009))*IF($E2995>50,IF($G2995=11,(1-(($E2995-50)*0.005)),IF($G2995=16,(1-(($E2995-50)*0.005)),IF($G2995=21,(1-(($E2995-50)*0.005)),1))),1)*$CD3009,0)))","v":227},{"$f":"IF($B2995>$F2995,0,IF($C2995>$G2995,0,ROUND((((($F2995-$B2995)/100)*IF('DBH-Upgrade'!$K$6='DBH-Upgrade'!$K$8,$CC3009,($BF2995/(($F2995-18)/100))))+((($B2995-18)/100)*$CB3009))*IF($E2995>50,IF($G2995=11,(1-(($E2995-50)*0.005)),IF($G2995=16,(1-(($E2995-50)*0.005)),IF($G2995=21,(1-(($E2995-50)*0.005)),1))),1),0)))","v":277},0.95,0.95,0.95,199,214,261,86,92,112,3.1348805220849138E-2,3.578949226147609E-2,5.2682479647340047E-2,1.2,5.5,5.9,7.9,null,1255,null,0.8,null,null,0,13.2,15.1,21.85,null,1,1,1,199,214,261,null,0,0,0,1,3238,4735,725,75,0.7127093372490777,0.66550507053605756,null,1,1,0.99999999999999978,0.99999999999999978,null,0]
["2201101515",{"$f":"'DBH-Upgrade'!$K$8-$CL3000","v":60},15,2,20,110,15,16.5,0,26,30,44.1,913.6,{"$f":"IF($B3000>$F3000,0,IF($C3000>$G3000,0,ROUND((((($F3000-$B3000)/100)*IF('DBH-Upgrade'!$K$6='DBH-Upgrade'!$K$8,$BZ3014,($BE3000/(($F3000-18)/100))))+((($B3000-18)/100)*$CA3014))*$CE3014,0)))","v":1468},{"$f":"IF($B3000>$F3000,0,IF($C3000>$G3000,0,ROUND((((($F3000-$B3000)/100)*IF('DBH-Upgrade'!$K$6='DBH-Upgrade'!$K$8,$BZ3014,($BE3000/(($F3000-18)/100))))+((($B3000-18)/100)*$CA3014))*$CD3014,0)))","v":1572},{"$f":"IF($B3000>$F3000,0,IF($C3000>$G3000,0,ROUND(((($F3000-$B3000)/100)*IF('DBH-Upgrade'!$K$6='DBH-Upgrade'!$K$8,$BZ3014,($BE3000/(($F3000-18)/100))))+((($B3000-18)/100)*$CA3014),0)))","v":2167},1.5,1.08,1.08,1.08,914,{"$f":"IF($B3000>$F3000,0,IF($C3000>$G3000,0,ROUND(((($F3000-$B3000)/100)*(IF('DBH-Upgrade'!$K$6='DBH-Upgrade'!$K$8,$BZ3014,($BE3000/(($F3000-18)/100))))*$CH3014)+((($B3000-18)/100)*$CA3014*$CE3014*$CG3014),0)))","v":1729},{"$f":"IF($B3000>$F3000,0,IF($C3000>$G3000,0,ROUND(((($F3000-$B3000)/100)*(IF('DBH-Upgrade'!$K$6='DBH-Upgrade'!$K$8,$BZ3014,($BE3000/(($F3000-18)/100))))*$CH3014)+((($B3000-18)/100)*$CA3014*$CD3014*$CG3014),0)))","v":1794},{"$f":"IF($B3000>$F3000,0,IF($C3000>$G3000,0,ROUND(((($F3000-$B3000)/100)*(IF('DBH-Upgrade'!$K$6='DBH-Upgrade'!$K$8,$BZ3014,($BE3000/(($F3000-18)/100))))*$CH3014)+((($B3000-18)/100)*$CA3014*$CG3014),0)))","v":2167},79,149,154,186,3.5539395795289482E-2,0.12225595554100234,0.13038777510015997,0.18849745268841395,2.0829999999999999E-4,1.724,2,4.6182900000000003E-4,{"$f":"IF($B3000>$F3000,0,IF($C3000>$G3000,0,ROUND((((($F3000-$B3000)/100)*IF('DBH-Upgrade'!$K$6='DBH-Upgrade'!$K$8,$CC3014,($BF3000/(($F3000-18)/100))))+((($B3000-18)/100)*$CB3014))*IF($E3000>50,IF($G3000=11,(1-(($E3000-50)*0.005)),IF($G3000=16,(1-(($E3000-50)*0.005)),IF($G3000=21,(1-(($E3000-50)*0.005)),1))),1)*$CE3014,0)))","v":147},{"$f":"IF($B3000>$F3000,0,IF($C3000>$G3000,0,ROUND((((($F3000-$B3000)/100)*IF('DBH-Upgrade'!$K$6='DBH-Upgrade'!$K$8,$CC3014,($BF3000/(($F3000-18)/100))))+((($B3000-18)/100)*$CB3014))*IF($E3000>50,IF($G3000=11,(1-(($E3000-50)*0.005)),IF($G3000=16,(1-(($E3000-50)*0.005)),IF($G3000=21,(1-(($E3000-50)*0.005)),1))),1)*$CD3014,0)))","v":158},{"$f":"IF($B3000>$F3000,0,IF($C3000>$G3000,0,ROUND((((($F3000-$B3000)/100)*IF('DBH-Upgrade'!$K$6='DBH-Upgrade'!$K$8,$CC3014,($BF3000/(($F3000-18)/100))))+((($B3000-18)/100)*$CB3014))*IF($E3000>50,IF($G3000=11,(1-(($E3000-50)*0.005)),IF($G3000=16,(1-(($E3000-50)*0.005)),IF($G3000=21,(1-(($E3000-50)*0.005)),1))),1),0)))","v":217},1.01,1.01,1.01,126,135,186,54,58,80,1.6982457195691504E-2,1.9506286553942091E-2,3.6418902007834965E-2,1.1000000000000001,5.5,5.9,7.9,null,1142,null,0.8,null,null,0,13.2,15.1,21.85,null,1,1,1,126,135,186,null,0,0,0,1,2298,4062,502,78,0.8452517014716241,0.78929861482598995,null,1,1,0.99999999999999978,0.99999999999999978,null,10]
["2201601015",{"$f":"'DBH-Upgrade'!$K$8-$CL3008","v":70},15,2,20,160,10,11.5,0,26,30,46.4,818.1,{"$f":"IF($B3008>$F3008,0,IF($C3008>$G3008,0,ROUND((((($F3008-$B3008)/100)*IF('DBH-Upgrade'!$K$6='DBH-Upgrade'!$K$8,$BZ3022,($BE3008/(($F3008-18)/100))))+((($B3008-18)/100)*$CA3022))*$CE3022,0)))","v":0},{"$f":"IF($B3008>$F3008,0,IF($C3008>$G3008,0,ROUND((((($F3008-$B3008)/100)*IF('DBH-Upgrade'!$K$6='DBH-Upgrade'!$K$8,$BZ3022,($BE3008/(($F3008-18)/100))))+((($B3008-18)/100)*$CA3022))*$CD3022,0)))","v":0},{"$f":"IF($B3008>$F3008,0,IF($C3008>$G3008,0,ROUND(((($F3008-$B3008)/100)*IF('DBH-Upgrade'!$K$6='DBH-Upgrade'!$K$8,$BZ3022,($BE3008/(($F3008-18)/100))))+((($B3008-18)/100)*$CA3022),0)))","v":0},1.5,1.08,1.08,1.08,818,{"$f":"IF($B3008>$F3008,0,IF($C3008>$G3008,0,ROUND(((($F3008-$B3008)/100)*(IF('DBH-Upgrade'!$K$6='DBH-Upgrade'!$K$8,$BZ3022,($BE3008/(($F3008-18)/100))))*$CH3022)+((($B3008-18)/100)*$CA3022*$CE3022*$CG3022),0)))","v":0},{"$f":"IF($B3008>$F3008,0,IF($C3008>$G3008,0,ROUND(((($F3008-$B3008)/100)*(IF('DBH-Upgrade'!$K$6='DBH-Upgrade'!$K$8,$BZ3022,($BE3008/(($F3008-18)/100))))*$CH3022)+((($B3008-18)/100)*$CA3022*$CD3022*$CG3022),0)))","v":0},{"$f":"IF($B3008>$F3008,0,IF($C3008>$G3008,0,ROUND(((($F3008-$B3008)/100)*(IF('DBH-Upgrade'!$K$6='DBH-Upgrade'!$K$8,$BZ3022,($BE3008/(($F3008-18)/100))))*$CH3022)+((($B3008-18)/100)*$CA3022*$CG3022),0)))","v":0},70,0,0,0,3.5612383473930066E-2,0,0,0,3.969E-4,1.7345999999999999,2,3.6734700000000002E-4,{"$f":"IF($B3008>$F3008,0,IF($C3008>$G3008,0,ROUND((((($F3008-$B3008)/100)*IF('DBH-Upgrade'!$K$6='DBH-Upgrade'!$K$8,$CC3022,($BF3008/(($F3008-18)/100))))+((($B3008-18)/100)*$CB3022))*IF($E3008>50,IF($G3008=11,(1-(($E3008-50)*0.005)),IF($G3008=16,(1-(($E3008-50)*0.005)),IF($G3008=21,(1-(($E3008-50)*0.005)),1))),1)*$CE3022,0)))","v":0},{"$f":"IF($B3008>$F3008,0,IF($C3008>$G3008,0,ROUND((((($F3008-$B3008)/100)*IF('DBH-Upgrade'!$K$6='DBH-Upgrade'!$K$8,$CC3022,($BF3008/(($F3008-18)/100))))+((($B3008-18)/100)*$CB3022))*IF($E3008>50,IF($G3008=11,(1-(($E3008-50)*0.005)),IF($G3008=16,(1-(($E3008-50)*0.005)),IF($G3008=21,(1-(($E3008-50)*0.005)),1))),1)*$CD3022,0)))","v":0},{"$f":"IF($B3008>$F3008,0,IF($C3008>$G3008,0,ROUND((((($F3008-$B3008)/100)*IF('DBH-Upgrade'!$K$6='DBH-Upgrade'!$K$8,$CC3022,($BF3008/(($F3008-18)/100))))+((($B3008-18)/100)*$CB3022))*IF($E3008>50,IF($G3008=11,(1-(($E3008-50)*0.005)),IF($G3008=16,(1-(($E3008-50)*0.005)),IF($G3008=21,(1-(($E3008-50)*0.005)),1))),1),0)))","v":0},0.98,0.98,0.98,0,0,0,0,0,0,0,0,0,1.1000000000000001,5.5,5.9,7.9,null,909,null,0.9,null,null,0,13.2,15.1,21.85,null,1,1,1,0,0,0,null,0,0,0,1,1615,3238,442,63,0.73429802939744349,0.68540112539231846,null,1,1,0.99999999999999978,0.99999999999999978,null,0]
["2202002015",{"$f":"'DBH-Upgrade'!$K$8-$CL3016","v":70},15,2,20,200,20,21.5,0,26,30,47.1,2230.4,{"$f":"IF($B3016>$F3016,0,IF($C3016>$G3016,0,ROUND((((($F3016-$B3016)/100)*IF('DBH-Upgrade'!$K$6='DBH-Upgrade'!$K$8,$BZ3030,($BE3016/(($F3016-18)/100))))+((($B3016-18)/100)*$CA3030))*$CE3030,0)))","v":3597},{"$f":"IF($B3016>$F3016,0,IF($C3016>$G3016,0,ROUND((((($F3016-$B3016)/100)*IF('DBH-Upgrade'!$K$6='DBH-Upgrade'!$K$8,$BZ3030,($BE3016/(($F3016-18)/100))))+((($B3016-18)/100)*$CA3030))*$CD3030,0)))","v":3921},{"$f":"IF($B3016>$F3016,0,IF($C3016>$G3016,0,ROUND(((($F3016-$B3016)/100)*IF('DBH-Upgrade'!$K$6='DBH-Upgrade'!$K$8,$BZ3030,($BE3016/(($F3016-18)/100))))+((($B3016-18)/100)*$CA3030),0)))","v":5100},1.5,1.08,1.08,1.08,2230,{"$f":"IF($B3016>$F3016,0,IF($C3016>$G3016,0,ROUND(((($F3016-$B3016)/100)*(IF('DBH-Upgrade'!$K$6='DBH-Upgrade'!$K$8,$BZ3030,($BE3016/(($F3016-18)/100))))*$CH3030)+((($B3016-18)/100)*$CA3030*$CE3030*$CG3030),0)))","v":4477},{"$f":"IF($B3016>$F3016,0,IF($C3016>$G3016,0,ROUND(((($F3016-$B3016)/100)*(IF('DBH-Upgrade'!$K$6='DBH-Upgrade'!$K$8,$BZ3030,($BE3016/(($F3016-18)/100))))*$CH3030)+((($B3016-18)/100)*$CA3030*$CD3030*$CG3030),0)))","v":4611},{"$f":"IF($B3016>$F3016,0,IF($C3016>$G3016,0,ROUND(((($F3016-$B3016)/100)*(IF('DBH-Upgrade'!$K$6='DBH-Upgrade'!$K$8,$BZ3030,($BE3016/(($F3016-18)/100))))*$CH3030)+((($B3016-18)/100)*$CA3030*$CG3030),0)))","v":5100},192,385,397,439,0.17571248900286082,0.6784652615383655,0.72023081839395831,0.87601157275146602,1.2760000000000001E-4,1.7219,2,3.76611E-4,{"$f":"IF($B3016>$F3016,0,IF($C3016>$G3016,0,ROUND((((($F3016-$B3016)/100)*IF('DBH-Upgrade'!$K$6='DBH-Upgrade'!$K$8,$CC3030,($BF3016/(($F3016-18)/100))))+((($B3016-18)/100)*$CB3030))*IF($E3016>50,IF($G3016=11,(1-(($E3016-50)*0.005)),IF($G3016=16,(1-(($E3016-50)*0.005)),IF($G3016=21,(1-(($E3016-50)*0.005)),1))),1)*$CE3030,0)))","v":256},{"$f":"IF($B3016>$F3016,0,IF($C3016>$G3016,0,ROUND((((($F3016-$B3016)/100)*IF('DBH-Upgrade'!$K$6='DBH-Upgrade'!$K$8,$CC3030,($BF3016/(($F3016-18)/100))))+((($B3016-18)/100)*$CB3030))*IF($E3016>50,IF($G3016=11,(1-(($E3016-50)*0.005)),IF($G3016=16,(1-(($E3016-50)*0.005)),IF($G3016=21,(1-(($E3016-50)*0.005)),1))),1)*$CD3030,0)))","v":279},{"$f":"IF($B3016>$F3016,0,IF($C3016>$G3016,0,ROUND((((($F3016-$B3016)/100)*IF('DBH-Upgrade'!$K$6='DBH-Upgrade'!$K$8,$CC3030,($BF3016/(($F3016-18)/100))))+((($B3016-18)/100)*$CB3030))*IF($E3016>50,IF($G3016=11,(1-(($E3016-50)*0.005)),IF($G3016=16,(1-(($E3016-50)*0.005)),IF($G3016=21,(1-(($E3016-50)*0.005)),1))),1),0)))","v":362},0.95,0.95,0.95,184,201,261,79,86,112,3.1628472952084111E-2,3.7244192148433865E-2,6.1973169108390389E-2,2.7,5.5,5.9,7.9,null,2788,null,0.8,null,null,0,13.2,15.1,21.85,null,1,1,1,184,201,261,null,0,0,0,1,{"$error":"#VALUE!"},{"$f":"ROUND(IF($C3002=10,IF($G3002=10,2539,IF($G3002=11,3445,IF($G3002=15,2539*1.3,IF($G3002=16,3445*1.3,IF($G3002=20,(2539*1.45),IF($G3002=21,(3445*1.55))))))),IF($C3002=15,IF($G3002=10,0,IF($G3002=11,0,IF($G3002=15,3238,IF($G3002=16,4735,IF($G3002=20,4062,IF($G3002=21,6098)))))))),0)","v":0},{"$f":"ROUND(IF($C3002=10,IF($G3002=10,352,IF($G3002=11,577,IF($G3002=15,442*1.15,IF($G3002=16,725*1.15,IF($G3002=20,(352*1.3),IF($G3002=21,(577*1.3))))))),IF($C3002=15,IF($G3002=10,0,IF($G3002=11,0,IF($G3002=15,442,IF($G3002=16,725,IF($G3002=20,502,IF($G3002=21,791)))))))),0)","v":0},{"$error":"#VALUE!"},0.80301038786259926,0.74330306539663082,null,{"$f":"POWER((($S$1-$S$2)/LN(($S$1-$S$3)/($S$2-$S$3)))/((75-65)/LN((75-20)/(65-20))),R3002)","v":1},{"$f":"POWER((($S$1-$S$2)/LN(($S$1-$S$3)/($S$2-$S$3)))/((75-65)/LN((75-20)/(65-20))),Q3002)","v":1},{"$f":"POWER((($AT$1-$AT$2)/LN(($AT$1-$AT$3)/($AT$2-$AT$3)))/((16-18)/LN((16-27)/(18-27))),AP3002)","v":0.99999999999999978},{"$f":"POWER((($AT$1-$AT$2)/LN(($AT$1-$AT$3)/($AT$2-$AT$3)))/((16-18)/LN((16-27)/(18-27))),AP3002)","v":0.99999999999999978},null,0]
["2202201515",{"$f":"'DBH-Upgrade'!$K$8-$CL3018","v":70},15,2,20,220,15,16.5,0,26,30,47.8,1827.2,{"$f":"IF($B3018>$F3018,0,IF($C3018>$G3018,0,ROUND((((($F3018-$B3018)/100)*IF('DBH-Upgrade'!$K$6='DBH-Upgrade'!$K$8,$BZ3032,($BE3018/(($F3018-18)/100))))+((($B3018-18)/100)*$CA3032))*$CE3032,0)))","v":2701},{"$f":"IF($B3018>$F3018,0,IF($C3018>$G3018,0,ROUND((((($F3018-$B3018)/100)*IF('DBH-Upgrade'!$K$6='DBH-Upgrade'!$K$8,$BZ3032,($BE3018/(($F3018-18)/100))))+((($B3018-18)/100)*$CA3032))*$CD3032,0)))","v":2814},{"$f":"IF($B3018>$F3018,0,IF($C3018>$G3018,0,ROUND(((($F3018-$B3018)/100)*IF('DBH-Upgrade'!$K$6='DBH-Upgrade'!$K$8,$BZ3032,($BE3018/(($F3018-18)/100))))+((($B3018-18)/100)*$CA3032),0)))","v":4106},1.5,{"$f":"IF($G3018=10,1.08,IF($G3018=11,1.1,IF($G3018=15,1.08,IF($G3018=16,1.1,IF($G3018=20,1.08,IF($G3018=21,1.05))))))","v":1.08},1.08,1.08,1827,{"$f":"IF($B3018>$F3018,0,IF($C3018>$G3018,0,ROUND(((($F3018-$B3018)/100)*(IF('DBH-Upgrade'!$K$6='DBH-Upgrade'!$K$8,$BZ3032,($BE3018/(($F3018-18)/100))))*$CH3032)+((($B3018-18)/100)*$CA3032*$CE3032*$CG3032),0)))","v":3530},{"$f":"IF($B3018>$F3018,0,IF($C3018>$G3018,0,ROUND(((($F3018-$B3018)/100)*(IF('DBH-Upgrade'!$K$6='DBH-Upgrade'!$K$8,$BZ3032,($BE3018/(($F3018-18)/100))))*$CH3032)+((($B3018-18)/100)*$CA3032*$CD3032*$CG3032),0)))","v":3576},{"$f":"IF($B3018>$F3018,0,IF($C3018>$G3018,0,ROUND(((($F3018-$B3018)/100)*(IF('DBH-Upgrade'!$K$6='DBH-Upgrade'!$K$8,$BZ3032,($BE3018/(($F3018-18)/100))))*$CH3032)+((($B3018-18)/100)*$CA3032*$CG3032),0)))","v":4106},157,304,308,353,0.16281016440490217,0.57838667837959212,0.59311559066531561,0.77114335853890814,{"$f":"IF($G3018=$CO$103,CP$103,IF($G3018=$CO$104,CP$104,IF($G3018=$CO$105,CP$105,IF($G3018=$CO$107,CP$107,IF($G3018=$CO$108,CP$108,IF($G3018=$CO$109,CP$109,IF($G3018=$CO$111,CP$111,IF($G3018=$CO$112,CP$112,IF($G3018=$CO$113,CP$113,IF($G3018=$CO$115,CP$115,IF($G3018=$CO$116,CP$116,IF($G3018=$CO$117,CP$117,IF($G3018=$CO$119,CP$119,IF($G3018=$CO$120,CP$120,))))))))))))))","v":2.0829999999999999E-4},{"$f":"IF($G3018=$CO$103,CQ$103,IF($G3018=$CO$104,CQ$104,IF($G3018=$CO$105,CQ$105,IF($G3018=$CO$107,CQ$107,IF($G3018=$CO$108,CQ$108,IF($G3018=$CO$109,CQ$109,IF($G3018=$CO$111,CQ$111,IF($G3018=$CO$112,CQ$112,IF($G3018=$CO$113,CQ$113,IF($G3018=$CO$115,CQ$115,IF($G3018=$CO$116,CQ$116,IF($G3018=$CO$117,CQ$117,IF($G3018=$CO$119,CQ$119,IF($G3018=$CO$120,CQ$120,))))))))))))))","v":1.724},{"$f":"IF($G3018=$CO$103,CR$103,IF($G3018=$CO$104,CR$104,IF($G3018=$CO$105,CR$105,IF($G3018=$CO$107,CR$107,IF($G3018=$CO$108,CR$108,IF($G3018=$CO$109,CR$109,IF($G3018=$CO$111,CR$111,IF($G3018=$CO$112,CR$112,IF($G3018=$CO$113,CR$113,IF($G3018=$CO$115,CR$115,IF($G3018=$CO$116,CR$116,IF($G3018=$CO$117,CR$117,IF($G3018=$CO$119,CR$119,IF($G3018=$CO$120,CR$120,))))))))))))))","v":2},{"$f":"IF($G3018=$CO$103,CS$103,IF($G3018=$CO$104,CS$104,IF($G3018=$CO$105,CS$105,IF($G3018=$CO$107,CS$107,IF($G3018=$CO$108,CS$108,IF($G3018=$CO$109,CS$109,IF($G3018=$CO$111,CS$111,IF($G3018=$CO$112,CS$112,IF($G3018=$CO$113,CS$113,IF($G3018=$CO$115,CS$115,IF($G3018=$CO$116,CS$116,IF($G3018=$CO$117,CS$117,IF($G3018=$CO$119,CS$119,IF($G3018=$CO$120,CS$120,))))))))))))))","v":4.6182900000000003E-4},{"$f":"IF($B3018>$F3018,0,IF($C3018>$G3018,0,ROUND((((($F3018-$B3018)/100)*IF('DBH-Upgrade'!$K$6='DBH-Upgrade'!$K$8,$CC3032,($BF3018/(($F3018-18)/100))))+((($B3018-18)/100)*$CB3032))*IF($E3018>50,IF($G3018=11,(1-(($E3018-50)*0.005)),IF($G3018=16,(1-(($E3018-50)*0.005)),IF($G3018=21,(1-(($E3018-50)*0.005)),1))),1)*$CE3032,0)))","v":213},{"$f":"IF($B3018>$F3018,0,IF($C3018>$G3018,0,ROUND((((($F3018-$B3018)/100)*IF('DBH-Upgrade'!$K$6='DBH-Upgrade'!$K$8,$CC3032,($BF3018/(($F3018-18)/100))))+((($B3018-18)/100)*$CB3032))*IF($E3018>50,IF($G3018=11,(1-(($E3018-50)*0.005)),IF($G3018=16,(1-(($E3018-50)*0.005)),IF($G3018=21,(1-(($E3018-50)*0.005)),1))),1)*$CD3032,0)))","v":222},{"$f":"IF($B3018>$F3018,0,IF($C3018>$G3018,0,ROUND((((($F3018-$B3018)/100)*IF('DBH-Upgrade'!$K$6='DBH-Upgrade'!$K$8,$CC3032,($BF3018/(($F3018-18)/100))))+((($B3018-18)/100)*$CB3032))*IF($E3018>50,IF($G3018=11,(1-(($E3018-50)*0.005)),IF($G3018=16,(1-(($E3018-50)*0.005)),IF($G3018=21,(1-(($E3018-50)*0.005)),1))),1),0)))","v":324},1.01,1.01,1.01,151,157,230,65,68,99,3.0327525579228569E-2,3.3039816467470957E-2,6.7502855215040403E-2,{"$f":"ROUND(IF(G3018=10,$CO$92*F3018,IF(G3018=11,$CO$93*F3018,IF(G3018=15,$CO$94*F3018,IF(G3018=16,$CO$95*F3018,IF(G3018=20,$CO$96*F3018,IF(G3018=21,$CO$97*F3018,)))))),1)","v":2.2000000000000002},5.5,5.9,7.9,null,2284,null,0.8,null,null,0,13.2,15.1,21.85,null,1,1,1,{"$f":"AQ3018/BO3018","v":151},{"$f":"AR3018/BP3018","v":157},{"$f":"AS3018/BQ3018","v":230},null,{"$f":"BR3018-AQ3018","v":0},{"$f":"BS3018-AR3018","v":0},{"$f":"BT3018-AS3018","v":0},1,2298,4062,502,78,0.80301038786259926,0.74330306539663082,null,1,1,0.99999999999999978,0.99999999999999978,null,0]
["2202802015",{"$f":"'DBH-Upgrade'!$K$8-$CL3028","v":70},15,2,20,280,20,21.5,0,26,30,48.9,3122.4,{"$f":"IF($B3028>$F3028,0,IF($C3028>$G3028,0,ROUND((((($F3028-$B3028)/100)*IF('DBH-Upgrade'!$K$6='DBH-Upgrade'!$K$8,$BZ3042,($BE3028/(($F3028-18)/100))))+((($B3028-18)/100)*$CA3042))*$CE3042,0)))","v":4718},{"$f":"IF($B3028>$F3028,0,IF($C3028>$G3028,0,ROUND((((($F3028-$B3028)/100)*IF('DBH-Upgrade'!$K$6='DBH-Upgrade'!$K$8,$BZ3042,($BE3028/(($F3028-18)/100))))+((($B3028-18)/100)*$CA3042))*$CD3042,0)))","v":5209},{"$f":"IF($B3028>$F3028,0,IF($C3028>$G3028,0,ROUND(((($F3028-$B3028)/100)*IF('DBH-Upgrade'!$K$6='DBH-Upgrade'!$K$8,$BZ3042,($BE3028/(($F3028-18)/100))))+((($B3028-18)/100)*$CA3042),0)))","v":6938},1.5,1.08,1.08,1.08,3122,{"$f":"IF($B3028>$F3028,0,IF($C3028>$G3028,0,ROUND(((($F3028-$B3028)/100)*(IF('DBH-Upgrade'!$K$6='DBH-Upgrade'!$K$8,$BZ3042,($BE3028/(($F3028-18)/100))))*$CH3042)+((($B3028-18)/100)*$CA3042*$CE3042*$CG3042),0)))","v":6262},{"$f":"IF($B3028>$F3028,0,IF($C3028>$G3028,0,ROUND(((($F3028-$B3028)/100)*(IF('DBH-Upgrade'!$K$6='DBH-Upgrade'!$K$8,$BZ3042,($BE3028/(($F3028-18)/100))))*$CH3042)+((($B3028-18)/100)*$CA3042*$CD3042*$CG3042),0)))","v":6412},{"$f":"IF($B3028>$F3028,0,IF($C3028>$G3028,0,ROUND(((($F3028-$B3028)/100)*(IF('DBH-Upgrade'!$K$6='DBH-Upgrade'!$K$8,$BZ3042,($BE3028/(($F3028-18)/100))))*$CH3042)+((($B3028-18)/100)*$CA3042*$CG3042),0)))","v":6938},268,539,551,597,0.36585919870099931,1.4078788417424029,1.4691239545331829,1.7156372992094693,1.2760000000000001E-4,1.7219,2,3.76611E-4,{"$f":"IF($B3028>$F3028,0,IF($C3028>$G3028,0,ROUND((((($F3028-$B3028)/100)*IF('DBH-Upgrade'!$K$6='DBH-Upgrade'!$K$8,$CC3042,($BF3028/(($F3028-18)/100))))+((($B3028-18)/100)*$CB3042))*IF($E3028>50,IF($G3028=11,(1-(($E3028-50)*0.005)),IF($G3028=16,(1-(($E3028-50)*0.005)),IF($G3028=21,(1-(($E3028-50)*0.005)),1))),1)*$CE3042,0)))","v":289},{"$f":"IF($B3028>$F3028,0,IF($C3028>$G3028,0,ROUND((((($F3028-$B3028)/100)*IF('DBH-Upgrade'!$K$6='DBH-Upgrade'!$K$8,$CC3042,($BF3028/(($F3028-18)/100))))+((($B3028-18)/100)*$CB3042))*IF($E3028>50,IF($G3028=11,(1-(($E3028-50)*0.005)),IF($G3028=16,(1-(($E3028-50)*0.005)),IF($G3028=21,(1-(($E3028-50)*0.005)),1))),1)*$CD3042,0)))","v":319},{"$f":"IF($B3028>$F3028,0,IF($C3028>$G3028,0,ROUND((((($F3028-$B3028)/100)*IF('DBH-Upgrade'!$K$6='DBH-Upgrade'!$K$8,$CC3042,($BF3028/(($F3028-18)/100))))+((($B3028-18)/100)*$CB3042))*IF($E3028>50,IF($G3028=11,(1-(($E3028-50)*0.005)),IF($G3028=16,(1-(($E3028-50)*0.005)),IF($G3028=21,(1-(($E3028-50)*0.005)),1))),1),0)))","v":425},0.95,0.95,0.95,178,196,261,77,84,112,3.3650153476125599E-2,3.97116574773917E-2,6.8730034170972468E-2,3.7,5.5,5.9,7.9,null,{"$f":"$BE379","v":3903},null,0.8,null,null,0,13.2,15.1,21.85,null,1,1,1,178,196,261,null,0,0,0,1,{"$error":"#VALUE!"},0,0,{"$error":"#VALUE!"},0.76885591203746129,0.70538685838828352,null,1,1,0.99999999999999978,0.99999999999999978,null,0]
["235602015",{"$f":"'DBH-Upgrade'!$K$8-$CL3033","v":70},15,2,35,60,20,21.5,0,26,30,41.1,780,{"$f":"IF($B3033>$F3033,0,IF($C3033>$G3033,0,ROUND((((($F3033-$B3033)/100)*IF('DBH-Upgrade'!$K$6='DBH-Upgrade'!$K$8,$BZ3047,($BE3033/(($F3033-18)/100))))+((($B3033-18)/100)*$CA3047))*$CE3047,0)))","v":0},{"$f":"IF($B3033>$F3033,0,IF($C3033>$G3033,0,ROUND((((($F3033-$B3033)/100)*IF('DBH-Upgrade'!$K$6='DBH-Upgrade'!$K$8,$BZ3047,($BE3033/(($F3033-18)/100))))+((($B3033-18)/100)*$CA3047))*$CD3047,0)))","v":0},{"$f":"IF($B3033>$F3033,0,IF($C3033>$G3033,0,ROUND(((($F3033-$B3033)/100)*IF('DBH-Upgrade'!$K$6='DBH-Upgrade'!$K$8,$BZ3047,($BE3033/(($F3033-18)/100))))+((($B3033-18)/100)*$CA3047),0)))","v":0},1.5,1.08,1.08,1.08,780,{"$f":"IF($B3033>$F3033,0,IF($C3033>$G3033,0,ROUND(((($F3033-$B3033)/100)*(IF('DBH-Upgrade'!$K$6='DBH-Upgrade'!$K$8,$BZ3047,($BE3033/(($F3033-18)/100))))*$CH3047)+((($B3033-18)/100)*$CA3047*$CE3047*$CG3047),0)))","v":0},{"$f":"IF($B3033>$F3033,0,IF($C3033>$G3033,0,ROUND(((($F3033-$B3033)/100)*(IF('DBH-Upgrade'!$K$6='DBH-Upgrade'!$K$8,$BZ3047,($BE3033/(($F3033-18)/100))))*$CH3047)+((($B3033-18)/100)*$CA3047*$CD3047*$CG3047),0)))","v":0},{"$f":"IF($B3033>$F3033,0,IF($C3033>$G3033,0,ROUND(((($F3033-$B3033)/100)*(IF('DBH-Upgrade'!$K$6='DBH-Upgrade'!$K$8,$BZ3047,($BE3033/(($F3033-18)/100))))*$CH3047)+((($B3033-18)/100)*$CA3047*$CG3047),0)))","v":0},67,0,0,0,1.8157919586978218E-2,0,0,0,1.2760000000000001E-4,1.7219,2,3.76611E-4,{"$f":"IF($B3033>$F3033,0,IF($C3033>$G3033,0,ROUND((((($F3033-$B3033)/100)*IF('DBH-Upgrade'!$K$6='DBH-Upgrade'!$K$8,$CC3047,($BF3033/(($F3033-18)/100))))+((($B3033-18)/100)*$CB3047))*IF($E3033>50,IF($G3033=11,(1-(($E3033-50)*0.005)),IF($G3033=16,(1-(($E3033-50)*0.005)),IF($G3033=21,(1-(($E3033-50)*0.005)),1))),1)*$CE3047,0)))","v":0},{"$f":"IF($B3033>$F3033,0,IF($C3033>$G3033,0,ROUND((((($F3033-$B3033)/100)*IF('DBH-Upgrade'!$K$6='DBH-Upgrade'!$K$8,$CC3047,($BF3033/(($F3033-18)/100))))+((($B3033-18)/100)*$CB3047))*IF($E3033>50,IF($G3033=11,(1-(($E3033-50)*0.005)),IF($G3033=16,(1-(($E3033-50)*0.005)),IF($G3033=21,(1-(($E3033-50)*0.005)),1))),1)*$CD3047,0)))","v":0},{"$f":"IF($B3033>$F3033,0,IF($C3033>$G3033,0,ROUND((((($F3033-$B3033)/100)*IF('DBH-Upgrade'!$K$6='DBH-Upgrade'!$K$8,$CC3047,($BF3033/(($F3033-18)/100))))+((($B3033-18)/100)*$CB3047))*IF($E3033>50,IF($G3033=11,(1-(($E3033-50)*0.005)),IF($G3033=16,(1-(($E3033-50)*0.005)),IF($G3033=21,(1-(($E3033-50)*0.005)),1))),1),0)))","v":0},0.95,0.95,0.95,0,0,0,0,0,0,0,0,0,0.8,"DBH-unit is too long!","DBH-unit is too long!","DBH-unit is too long!",null,975,null,0.8,null,null,0,"DBH-unit is too long!","DBH-unit is too long!","DBH-unit is too long!",null,1,1,1,0,0,0,null,0,0,0,1,{"$f":"ROUND(IF($C3019=0,0,IF($C3019=10,IF($G3019=10,1127,IF($G3019=11,2263,\"UNDEFINED\")),IF($C3019=15,IF($G3019=10,\"NOT POSSIBLE\",IF($G3019=11,\"NOT POSSIBLE\",IF($G3019=15,1615,IF($G3019=16,3238,IF($G3019=20,2298,IF($G3019=21,2489)))))),\"ERROR\"))),0)","v":2298},4062,502,{"$f":"ROUND(IF($C3019=0,0,IF($C3019=10,IF($G3019=10,62,IF($G3019=11,50,\"UNDEFINED\")),IF($C3019=15,IF($G3019=10,\"NOT POSSIBLE\",IF($G3019=11,\"NOT POSSIBLE\",IF($G3019=15,63,IF($G3019=16,75,IF($G3019=20,78,IF($G3019=21,92)))))),\"ERROR\"))),0)","v":78},0.7585639347228863,0.69425955238573378,null,1,1,0.99999999999999978,0.99999999999999978,null,0]
["235702015",{"$f":"'DBH-Upgrade'!$K$8-$CL3039","v":60},15,2,35,70,20,21.5,0,26,30,41.1,910.40000000000009,{"$f":"IF($B3039>$F3039,0,IF($C3039>$G3039,0,ROUND((((($F3039-$B3039)/100)*IF('DBH-Upgrade'!$K$6='DBH-Upgrade'!$K$8,$BZ3053,($BE3039/(($F3039-18)/100))))+((($B3039-18)/100)*$CA3053))*$CE3053,0)))","v":1510},{"$f":"IF($B3039>$F3039,0,IF($C3039>$G3039,0,ROUND((((($F3039-$B3039)/100)*IF('DBH-Upgrade'!$K$6='DBH-Upgrade'!$K$8,$BZ3053,($BE3039/(($F3039-18)/100))))+((($B3039-18)/100)*$CA3053))*$CD3053,0)))","v":1619},{"$f":"IF($B3039>$F3039,0,IF($C3039>$G3039,0,ROUND(((($F3039-$B3039)/100)*IF('DBH-Upgrade'!$K$6='DBH-Upgrade'!$K$8,$BZ3053,($BE3039/(($F3039-18)/100))))+((($B3039-18)/100)*$CA3053),0)))","v":1936},1.5,1.08,1.08,1.08,910,{"$f":"IF($B3039>$F3039,0,IF($C3039>$G3039,0,ROUND(((($F3039-$B3039)/100)*(IF('DBH-Upgrade'!$K$6='DBH-Upgrade'!$K$8,$BZ3053,($BE3039/(($F3039-18)/100))))*$CH3053)+((($B3039-18)/100)*$CA3053*$CE3053*$CG3053),0)))","v":1560},{"$f":"IF($B3039>$F3039,0,IF($C3039>$G3039,0,ROUND(((($F3039-$B3039)/100)*(IF('DBH-Upgrade'!$K$6='DBH-Upgrade'!$K$8,$BZ3053,($BE3039/(($F3039-18)/100))))*$CH3053)+((($B3039-18)/100)*$CA3053*$CD3053*$CG3053),0)))","v":1657},{"$f":"IF($B3039>$F3039,0,IF($C3039>$G3039,0,ROUND(((($F3039-$B3039)/100)*(IF('DBH-Upgrade'!$K$6='DBH-Upgrade'!$K$8,$BZ3053,($BE3039/(($F3039-18)/100))))*$CH3053)+((($B3039-18)/100)*$CA3053*$CG3053),0)))","v":1936},78,134,143,166,2.497346916477293E-2,7.2666826095490966E-2,8.2625366918017515E-2,0.11095002490928764,1.2760000000000001E-4,1.7219,2,3.76611E-4,{"$f":"IF($B3039>$F3039,0,IF($C3039>$G3039,0,ROUND((((($F3039-$B3039)/100)*IF('DBH-Upgrade'!$K$6='DBH-Upgrade'!$K$8,$CC3053,($BF3039/(($F3039-18)/100))))+((($B3039-18)/100)*$CB3053))*IF($E3039>50,IF($G3039=11,(1-(($E3039-50)*0.005)),IF($G3039=16,(1-(($E3039-50)*0.005)),IF($G3039=21,(1-(($E3039-50)*0.005)),1))),1)*$CE3053,0)))","v":171},{"$f":"IF($B3039>$F3039,0,IF($C3039>$G3039,0,ROUND((((($F3039-$B3039)/100)*IF('DBH-Upgrade'!$K$6='DBH-Upgrade'!$K$8,$CC3053,($BF3039/(($F3039-18)/100))))+((($B3039-18)/100)*$CB3053))*IF($E3039>50,IF($G3039=11,(1-(($E3039-50)*0.005)),IF($G3039=16,(1-(($E3039-50)*0.005)),IF($G3039=21,(1-(($E3039-50)*0.005)),1))),1)*$CD3053,0)))","v":183},{"$f":"IF($B3039>$F3039,0,IF($C3039>$G3039,0,ROUND((((($F3039-$B3039)/100)*IF('DBH-Upgrade'!$K$6='DBH-Upgrade'!$K$8,$CC3053,($BF3039/(($F3039-18)/100))))+((($B3039-18)/100)*$CB3053))*IF($E3039>50,IF($G3039=11,(1-(($E3039-50)*0.005)),IF($G3039=16,(1-(($E3039-50)*0.005)),IF($G3039=21,(1-(($E3039-50)*0.005)),1))),1),0)))","v":219},0.95,0.95,0.95,164,176,211,71,76,91,2.0747477444294889E-2,2.3726533652475935E-2,3.384780520566965E-2,0.9,5.5,5.9,7.9,null,1138,null,0.8,null,null,0,13.2,15.1,21.85,null,1,1,1,164,176,211,null,0,0,0,1,2298,4062,502,78,0.75,0.68,null,1,1,0.99999999999999978,0.99999999999999978,null,10]
["235901115",{"$f":"'DBH-Upgrade'!$K$8-$CL3048","v":70},15,2,35,90,11,11.5,0,26,30,43.3,480.76000000000005,{"$f":"IF($B3048>$F3048,0,IF($C3048>$G3048,0,ROUND((((($F3048-$B3048)/100)*IF('DBH-Upgrade'!$K$6='DBH-Upgrade'!$K$8,$BZ3062,($BE3048/(($F3048-18)/100))))+((($B3048-18)/100)*$CA3062))*$CE3062,0)))","v":0},{"$f":"IF($B3048>$F3048,0,IF($C3048>$G3048,0,ROUND((((($F3048-$B3048)/100)*IF('DBH-Upgrade'!$K$6='DBH-Upgrade'!$K$8,$BZ3062,($BE3048/(($F3048-18)/100))))+((($B3048-18)/100)*$CA3062))*$CD3062,0)))","v":0},{"$f":"IF($B3048>$F3048,0,IF($C3048>$G3048,0,ROUND(((($F3048-$B3048)/100)*IF('DBH-Upgrade'!$K$6='DBH-Upgrade'!$K$8,$BZ3062,($BE3048/(($F3048-18)/100))))+((($B3048-18)/100)*$CA3062),0)))","v":0},{"$f":"IF(B3048=0,IF(E3048=20,IF(G3048=10,1.436,IF(G3048=15,1.424,IF(G3048=20,1.425,))),IF(E3048=35,IF(G3048=10,1.419,IF(G3048=11,1.46,IF(G3048=15,1.398,IF(G3048=16,1.465,IF(G3048=20,1.399,IF(G3048=21,1.481,1)))))),IF(E3048=50,IF(G3048=10,1.402,IF(G3048=11,1.455,IF(G3048=15,1.372,IF(G3048=16,1.463,IF(G3048=20,1.373,IF(G3048=21,1.486,1)))))),IF(E3048=65,IF(G3048=10,1.385,IF(G3048=11,1.45,IF(G3048=15,1.345,IF(G3048=16,1.46,IF(G3048=20,1.348,IF(G3048=21,1.49,1)))))),IF(E3048=95,IF(G3048=10,1.35,IF(G3048=11,1.441,IF(G3048=15,1.293,IF(G3048=16,1.455,IF(G3048=20,1.296,IF(G3048=21,1.499,1)))))),\"ERROR\"))))),1.5)","v":1.5},1.1000000000000001,1.1000000000000001,1.1000000000000001,481,{"$f":"IF($B3048>$F3048,0,IF($C3048>$G3048,0,ROUND(((($F3048-$B3048)/100)*(IF('DBH-Upgrade'!$K$6='DBH-Upgrade'!$K$8,$BZ3062,($BE3048/(($F3048-18)/100))))*$CH3062)+((($B3048-18)/100)*$CA3062*$CE3062*$CG3062),0)))","v":0},{"$f":"IF($B3048>$F3048,0,IF($C3048>$G3048,0,ROUND(((($F3048-$B3048)/100)*(IF('DBH-Upgrade'!$K$6='DBH-Upgrade'!$K$8,$BZ3062,($BE3048/(($F3048-18)/100))))*$CH3062)+((($B3048-18)/100)*$CA3062*$CD3062*$CG3062),0)))","v":0},{"$f":"IF($B3048>$F3048,0,IF($C3048>$G3048,0,ROUND(((($F3048-$B3048)/100)*(IF('DBH-Upgrade'!$K$6='DBH-Upgrade'!$K$8,$BZ3062,($BE3048/(($F3048-18)/100))))*$CH3062)+((($B3048-18)/100)*$CA3062*$CG3062),0)))","v":0},41,0,0,0,1.6840153017235262E-2,0,0,0,3.969E-4,1.7345999999999999,4,5.7428799999999995E-4,{"$f":"IF($B3048>$F3048,0,IF($C3048>$G3048,0,ROUND((((($F3048-$B3048)/100)*IF('DBH-Upgrade'!$K$6='DBH-Upgrade'!$K$8,$CC3062,($BF3048/(($F3048-18)/100))))+((($B3048-18)/100)*$CB3062))*IF($E3048>50,IF($G3048=11,(1-(($E3048-50)*0.005)),IF($G3048=16,(1-(($E3048-50)*0.005)),IF($G3048=21,(1-(($E3048-50)*0.005)),1))),1)*$CE3062,0)))","v":0},{"$f":"IF($B3048>$F3048,0,IF($C3048>$G3048,0,ROUND((((($F3048-$B3048)/100)*IF('DBH-Upgrade'!$K$6='DBH-Upgrade'!$K$8,$CC3062,($BF3048/(($F3048-18)/100))))+((($B3048-18)/100)*$CB3062))*IF($E3048>50,IF($G3048=11,(1-(($E3048-50)*0.005)),IF($G3048=16,(1-(($E3048-50)*0.005)),IF($G3048=21,(1-(($E3048-50)*0.005)),1))),1)*$CD3062,0)))","v":0},{"$f":"IF($B3048>$F3048,0,IF($C3048>$G3048,0,ROUND((((($F3048-$B3048)/100)*IF('DBH-Upgrade'!$K$6='DBH-Upgrade'!$K$8,$CC3062,($BF3048/(($F3048-18)/100))))+((($B3048-18)/100)*$CB3062))*IF($E3048>50,IF($G3048=11,(1-(($E3048-50)*0.005)),IF($G3048=16,(1-(($E3048-50)*0.005)),IF($G3048=21,(1-(($E3048-50)*0.005)),1))),1),0)))","v":0},0.95,0.95,0.95,0,0,0,0,0,0,0,0,0,1.2,5.5,5.9,7.9,null,707,null,0.68,null,null,0,13.2,15.1,21.85,null,1,1,1,0,0,0,null,0,0,0,1,2489,6098,791,92,0.75555534806492441,0.70383877729866806,null,1,1,0.99999999999999978,0.99999999999999978,null,0]
["2351001015",{"$f":"'DBH-Upgrade'!$K$8-$CL3053","v":70},15,2,35,100,10,11.5,0,26,30,44.1,1683,{"$f":"IF($B3053>$F3053,0,IF($C3053>$G3053,0,ROUND((((($F3053-$B3053)/100)*IF('DBH-Upgrade'!$K$6='DBH-Upgrade'!$K$8,$BZ3067,($BE3053/(($F3053-18)/100))))+((($B3053-18)/100)*$CA3067))*$CE3067,0)))","v":0},{"$f":"IF($B3053>$F3053,0,IF($C3053>$G3053,0,ROUND((((($F3053-$B3053)/100)*IF('DBH-Upgrade'!$K$6='DBH-Upgrade'!$K$8,$BZ3067,($BE3053/(($F3053-18)/100))))+((($B3053-18)/100)*$CA3067))*$CD3067,0)))","v":0},{"$f":"IF($B3053>$F3053,0,IF($C3053>$G3053,0,ROUND(((($F3053-$B3053)/100)*IF('DBH-Upgrade'!$K$6='DBH-Upgrade'!$K$8,$BZ3067,($BE3053/(($F3053-18)/100))))+((($B3053-18)/100)*$CA3067),0)))","v":0},1.5,1.08,1.08,1.08,1683,{"$f":"IF($B3053>$F3053,0,IF($C3053>$G3053,0,ROUND(((($F3053-$B3053)/100)*(IF('DBH-Upgrade'!$K$6='DBH-Upgrade'!$K$8,$BZ3067,($BE3053/(($F3053-18)/100))))*$CH3067)+((($B3053-18)/100)*$CA3067*$CE3067*$CG3067),0)))","v":0},{"$f":"IF($B3053>$F3053,0,IF($C3053>$G3053,0,ROUND(((($F3053-$B3053)/100)*(IF('DBH-Upgrade'!$K$6='DBH-Upgrade'!$K$8,$BZ3067,($BE3053/(($F3053-18)/100))))*$CH3067)+((($B3053-18)/100)*$CA3067*$CD3067*$CG3067),0)))","v":0},{"$f":"IF($B3053>$F3053,0,IF($C3053>$G3053,0,ROUND(((($F3053-$B3053)/100)*(IF('DBH-Upgrade'!$K$6='DBH-Upgrade'!$K$8,$BZ3067,($BE3053/(($F3053-18)/100))))*$CH3067)+((($B3053-18)/100)*$CA3067*$CG3067),0)))","v":0},145,0,0,0,0.11305973500648964,0,0,0,3.969E-4,1.7345999999999999,2,3.6734700000000002E-4,{"$f":"IF($B3053>$F3053,0,IF($C3053>$G3053,0,ROUND((((($F3053-$B3053)/100)*IF('DBH-Upgrade'!$K$6='DBH-Upgrade'!$K$8,$CC3067,($BF3053/(($F3053-18)/100))))+((($B3053-18)/100)*$CB3067))*IF($E3053>50,IF($G3053=11,(1-(($E3053-50)*0.005)),IF($G3053=16,(1-(($E3053-50)*0.005)),IF($G3053=21,(1-(($E3053-50)*0.005)),1))),1)*$CE3067,0)))","v":0},{"$f":"IF($B3053>$F3053,0,IF($C3053>$G3053,0,ROUND((((($F3053-$B3053)/100)*IF('DBH-Upgrade'!$K$6='DBH-Upgrade'!$K$8,$CC3067,($BF3053/(($F3053-18)/100))))+((($B3053-18)/100)*$CB3067))*IF($E3053>50,IF($G3053=11,(1-(($E3053-50)*0.005)),IF($G3053=16,(1-(($E3053-50)*0.005)),IF($G3053=21,(1-(($E3053-50)*0.005)),1))),1)*$CD3067,0)))","v":0},{"$f":"IF($B3053>$F3053,0,IF($C3053>$G3053,0,ROUND((((($F3053-$B3053)/100)*IF('DBH-Upgrade'!$K$6='DBH-Upgrade'!$K$8,$CC3067,($BF3053/(($F3053-18)/100))))+((($B3053-18)/100)*$CB3067))*IF($E3053>50,IF($G3053=11,(1-(($E3053-50)*0.005)),IF($G3053=16,(1-(($E3053-50)*0.005)),IF($G3053=21,(1-(($E3053-50)*0.005)),1))),1),0)))","v":0},0.98,0.98,0.98,0,0,0,0,0,0,0,0,0,0.7,5.5,5.9,7.9,null,1870,null,0.9,null,null,0,13.2,15.1,21.85,null,1,1,1,0,0,0,null,0,0,0,1,2298,4062,502,78,0.83640285665941616,0.77994091438995627,null,1,1,0.99999999999999978,0.99999999999999978,null,0]
["2351101115",{"$f":"'DBH-Upgrade'!$K$8-$CL3060","v":70},15,2,35,110,11,11.5,0,26,30,44.1,587.5200000000001,{"$f":"IF($B3060>$F3060,0,IF($C3060>$G3060,0,ROUND((((($F3060-$B3060)/100)*IF('DBH-Upgrade'!$K$6='DBH-Upgrade'!$K$8,$BZ3074,($BE3060/(($F3060-18)/100))))+((($B3060-18)/100)*$CA3074))*$CE3074,0)))","v":0},{"$f":"IF($B3060>$F3060,0,IF($C3060>$G3060,0,ROUND((((($F3060-$B3060)/100)*IF('DBH-Upgrade'!$K$6='DBH-Upgrade'!$K$8,$BZ3074,($BE3060/(($F3060-18)/100))))+((($B3060-18)/100)*$CA3074))*$CD3074,0)))","v":0},{"$f":"IF($B3060>$F3060,0,IF($C3060>$G3060,0,ROUND(((($F3060-$B3060)/100)*IF('DBH-Upgrade'!$K$6='DBH-Upgrade'!$K$8,$BZ3074,($BE3060/(($F3060-18)/100))))+((($B3060-18)/100)*$CA3074),0)))","v":0},1.5,1.1000000000000001,1.1000000000000001,1.1000000000000001,588,{"$f":"IF($B3060>$F3060,0,IF($C3060>$G3060,0,ROUND(((($F3060-$B3060)/100)*(IF('DBH-Upgrade'!$K$6='DBH-Upgrade'!$K$8,$BZ3074,($BE3060/(($F3060-18)/100))))*$CH3074)+((($B3060-18)/100)*$CA3074*$CE3074*$CG3074),0)))","v":0},{"$f":"IF($B3060>$F3060,0,IF($C3060>$G3060,0,ROUND(((($F3060-$B3060)/100)*(IF('DBH-Upgrade'!$K$6='DBH-Upgrade'!$K$8,$BZ3074,($BE3060/(($F3060-18)/100))))*$CH3074)+((($B3060-18)/100)*$CA3074*$CD3074*$CG3074),0)))","v":0},{"$f":"IF($B3060>$F3060,0,IF($C3060>$G3060,0,ROUND(((($F3060-$B3060)/100)*(IF('DBH-Upgrade'!$K$6='DBH-Upgrade'!$K$8,$BZ3074,($BE3060/(($F3060-18)/100))))*$CH3074)+((($B3060-18)/100)*$CA3074*$CG3074),0)))","v":0},51,0,0,0,2.8264734160600293E-2,0,0,0,3.969E-4,1.7345999999999999,4,5.7428799999999995E-4,{"$f":"IF($B3060>$F3060,0,IF($C3060>$G3060,0,ROUND((((($F3060-$B3060)/100)*IF('DBH-Upgrade'!$K$6='DBH-Upgrade'!$K$8,$CC3074,($BF3060/(($F3060-18)/100))))+((($B3060-18)/100)*$CB3074))*IF($E3060>50,IF($G3060=11,(1-(($E3060-50)*0.005)),IF($G3060=16,(1-(($E3060-50)*0.005)),IF($G3060=21,(1-(($E3060-50)*0.005)),1))),1)*$CE3074,0)))","v":0},{"$f":"IF($B3060>$F3060,0,IF($C3060>$G3060,0,ROUND((((($F3060-$B3060)/100)*IF('DBH-Upgrade'!$K$6='DBH-Upgrade'!$K$8,$CC3074,($BF3060/(($F3060-18)/100))))+((($B3060-18)/100)*$CB3074))*IF($E3060>50,IF($G3060=11,(1-(($E3060-50)*0.005)),IF($G3060=16,(1-(($E3060-50)*0.005)),IF($G3060=21,(1-(($E3060-50)*0.005)),1))),1)*$CD3074,0)))","v":0},{"$f":"IF($B3060>$F3060,0,IF($C3060>$G3060,0,ROUND((((($F3060-$B3060)/100)*IF('DBH-Upgrade'!$K$6='DBH-Upgrade'!$K$8,$CC3074,($BF3060/(($F3060-18)/100))))+((($B3060-18)/100)*$CB3074))*IF($E3060>50,IF($G3060=11,(1-(($E3060-50)*0.005)),IF($G3060=16,(1-(($E3060-50)*0.005)),IF($G3060=21,(1-(($E3060-50)*0.005)),1))),1),0)))","v":0},0.95,0.95,0.95,0,0,0,0,0,0,0,0,0,1.5,5.5,5.9,7.9,null,864,null,0.68,null,null,0,13.2,15.1,21.85,null,1,1,1,0,0,0,null,0,0,0,1,2489,6098,791,92,0.74531089933631789,0.69504144552059222,null,1,1,0.99999999999999978,0.99999999999999978,null,0]
["2351201615",{"$f":"'DBH-Upgrade'!$K$8-$CL3068","v":70},15,2,35,120,16,16.5,0,26,30,44.8,1074.4000000000001,{"$f":"IF($B3068>$F3068,0,IF($C3068>$G3068,0,ROUND((((($F3068-$B3068)/100)*IF('DBH-Upgrade'!$K$6='DBH-Upgrade'!$K$8,$BZ3082,($BE3068/(($F3068-18)/100))))+((($B3068-18)/100)*$CA3082))*$CE3082,0)))","v":2739},{"$f":"IF($B3068>$F3068,0,IF($C3068>$G3068,0,ROUND((((($F3068-$B3068)/100)*IF('DBH-Upgrade'!$K$6='DBH-Upgrade'!$K$8,$BZ3082,($BE3068/(($F3068-18)/100))))+((($B3068-18)/100)*$CA3082))*$CD3082,0)))","v":2934},{"$f":"IF($B3068>$F3068,0,IF($C3068>$G3068,0,ROUND(((($F3068-$B3068)/100)*IF('DBH-Upgrade'!$K$6='DBH-Upgrade'!$K$8,$BZ3082,($BE3068/(($F3068-18)/100))))+((($B3068-18)/100)*$CA3082),0)))","v":4081},1.5,1.1000000000000001,1.1000000000000001,1.1000000000000001,1074,{"$f":"IF($B3068>$F3068,0,IF($C3068>$G3068,0,ROUND(((($F3068-$B3068)/100)*(IF('DBH-Upgrade'!$K$6='DBH-Upgrade'!$K$8,$BZ3082,($BE3068/(($F3068-18)/100))))*$CH3082)+((($B3068-18)/100)*$CA3082*$CE3082*$CG3082),0)))","v":3272},{"$f":"IF($B3068>$F3068,0,IF($C3068>$G3068,0,ROUND(((($F3068-$B3068)/100)*(IF('DBH-Upgrade'!$K$6='DBH-Upgrade'!$K$8,$BZ3082,($BE3068/(($F3068-18)/100))))*$CH3082)+((($B3068-18)/100)*$CA3082*$CD3082*$CG3082),0)))","v":3389},{"$f":"IF($B3068>$F3068,0,IF($C3068>$G3068,0,ROUND(((($F3068-$B3068)/100)*(IF('DBH-Upgrade'!$K$6='DBH-Upgrade'!$K$8,$BZ3082,($BE3068/(($F3068-18)/100))))*$CH3082)+((($B3068-18)/100)*$CA3082*$CG3082),0)))","v":4081},92,281,291,351,0.13647975571780627,1.2213883617545747,1.3083873769951244,1.8923606762894036,2.0829999999999999E-4,1.724,4,1.392796E-3,{"$f":"IF($B3068>$F3068,0,IF($C3068>$G3068,0,ROUND((((($F3068-$B3068)/100)*IF('DBH-Upgrade'!$K$6='DBH-Upgrade'!$K$8,$CC3082,($BF3068/(($F3068-18)/100))))+((($B3068-18)/100)*$CB3082))*IF($E3068>50,IF($G3068=11,(1-(($E3068-50)*0.005)),IF($G3068=16,(1-(($E3068-50)*0.005)),IF($G3068=21,(1-(($E3068-50)*0.005)),1))),1)*$CE3082,0)))","v":278},{"$f":"IF($B3068>$F3068,0,IF($C3068>$G3068,0,ROUND((((($F3068-$B3068)/100)*IF('DBH-Upgrade'!$K$6='DBH-Upgrade'!$K$8,$CC3082,($BF3068/(($F3068-18)/100))))+((($B3068-18)/100)*$CB3082))*IF($E3068>50,IF($G3068=11,(1-(($E3068-50)*0.005)),IF($G3068=16,(1-(($E3068-50)*0.005)),IF($G3068=21,(1-(($E3068-50)*0.005)),1))),1)*$CD3082,0)))","v":298},{"$f":"IF($B3068>$F3068,0,IF($C3068>$G3068,0,ROUND((((($F3068-$B3068)/100)*IF('DBH-Upgrade'!$K$6='DBH-Upgrade'!$K$8,$CC3082,($BF3068/(($F3068-18)/100))))+((($B3068-18)/100)*$CB3082))*IF($E3068>50,IF($G3068=11,(1-(($E3068-50)*0.005)),IF($G3068=16,(1-(($E3068-50)*0.005)),IF($G3068=21,(1-(($E3068-50)*0.005)),1))),1),0)))","v":415},0.95,0.95,0.95,253,271,377,109,117,162,0.1902333687724167,0.21855631451627069,0.41378522563377351,2.4,5.5,5.9,7.9,null,1580,null,0.68,null,null,0,13.2,15.1,21.85,null,1,1,1,253,271,377,null,0,0,0,1,{"$error":"#VALUE!"},0,0,{"$error":"#VALUE!"},0.81466996609637188,0.75619868948084668,null,1,1,0.99999999999999978,0.99999999999999978,null,0]
["2351401515",{"$f":"'DBH-Upgrade'!$K$8-$CL3073","v":70},15,2,35,140,15,16.5,0,26,30,45.4,1229.6000000000001,{"$f":"IF($B3073>$F3073,0,IF($C3073>$G3073,0,ROUND((((($F3073-$B3073)/100)*IF('DBH-Upgrade'!$K$6='DBH-Upgrade'!$K$8,$BZ3087,($BE3073/(($F3073-18)/100))))+((($B3073-18)/100)*$CA3087))*$CE3087,0)))","v":1873},{"$f":"IF($B3073>$F3073,0,IF($C3073>$G3073,0,ROUND((((($F3073-$B3073)/100)*IF('DBH-Upgrade'!$K$6='DBH-Upgrade'!$K$8,$BZ3087,($BE3073/(($F3073-18)/100))))+((($B3073-18)/100)*$CA3087))*$CD3087,0)))","v":2006},{"$f":"IF($B3073>$F3073,0,IF($C3073>$G3073,0,ROUND(((($F3073-$B3073)/100)*IF('DBH-Upgrade'!$K$6='DBH-Upgrade'!$K$8,$BZ3087,($BE3073/(($F3073-18)/100))))+((($B3073-18)/100)*$CA3087),0)))","v":2814},1.5,1.08,1.08,1.08,1230,{"$f":"IF($B3073>$F3073,0,IF($C3073>$G3073,0,ROUND(((($F3073-$B3073)/100)*(IF('DBH-Upgrade'!$K$6='DBH-Upgrade'!$K$8,$BZ3087,($BE3073/(($F3073-18)/100))))*$CH3087)+((($B3073-18)/100)*$CA3087*$CE3087*$CG3087),0)))","v":2251},{"$f":"IF($B3073>$F3073,0,IF($C3073>$G3073,0,ROUND(((($F3073-$B3073)/100)*(IF('DBH-Upgrade'!$K$6='DBH-Upgrade'!$K$8,$BZ3087,($BE3073/(($F3073-18)/100))))*$CH3087)+((($B3073-18)/100)*$CA3087*$CD3087*$CG3087),0)))","v":2331},{"$f":"IF($B3073>$F3073,0,IF($C3073>$G3073,0,ROUND(((($F3073-$B3073)/100)*(IF('DBH-Upgrade'!$K$6='DBH-Upgrade'!$K$8,$BZ3087,($BE3073/(($F3073-18)/100))))*$CH3087)+((($B3073-18)/100)*$CA3087*$CG3087),0)))","v":2814},106,194,200,242,6.6759332447590941E-2,0.21543027135831075,0.22856071697499342,0.33106971150845382,2.0829999999999999E-4,1.724,2,4.6182900000000003E-4,{"$f":"IF($B3073>$F3073,0,IF($C3073>$G3073,0,ROUND((((($F3073-$B3073)/100)*IF('DBH-Upgrade'!$K$6='DBH-Upgrade'!$K$8,$CC3087,($BF3073/(($F3073-18)/100))))+((($B3073-18)/100)*$CB3087))*IF($E3073>50,IF($G3073=11,(1-(($E3073-50)*0.005)),IF($G3073=16,(1-(($E3073-50)*0.005)),IF($G3073=21,(1-(($E3073-50)*0.005)),1))),1)*$CE3087,0)))","v":182},{"$f":"IF($B3073>$F3073,0,IF($C3073>$G3073,0,ROUND((((($F3073-$B3073)/100)*IF('DBH-Upgrade'!$K$6='DBH-Upgrade'!$K$8,$CC3087,($BF3073/(($F3073-18)/100))))+((($B3073-18)/100)*$CB3087))*IF($E3073>50,IF($G3073=11,(1-(($E3073-50)*0.005)),IF($G3073=16,(1-(($E3073-50)*0.005)),IF($G3073=21,(1-(($E3073-50)*0.005)),1))),1)*$CD3087,0)))","v":195},{"$f":"IF($B3073>$F3073,0,IF($C3073>$G3073,0,ROUND((((($F3073-$B3073)/100)*IF('DBH-Upgrade'!$K$6='DBH-Upgrade'!$K$8,$CC3087,($BF3073/(($F3073-18)/100))))+((($B3073-18)/100)*$CB3087))*IF($E3073>50,IF($G3073=11,(1-(($E3073-50)*0.005)),IF($G3073=16,(1-(($E3073-50)*0.005)),IF($G3073=21,(1-(($E3073-50)*0.005)),1))),1),0)))","v":274},1.01,1.01,1.01,153,164,230,66,71,99,2.6742876826793979E-2,3.0786029074234486E-2,5.8497301856736753E-2,1.4,5.5,5.9,7.9,null,1537,null,0.8,null,null,0,13.2,15.1,21.85,null,1,1,1,153,164,230,null,0,0,0,1,{"$error":"#VALUE!"},0,0,{"$error":"#VALUE!"},0.81466996609637188,0.75619868948084668,null,1,1,0.99999999999999978,0.99999999999999978,null,0]
["2351602015",{"$f":"'DBH-Upgrade'!$K$8-$CL3081","v":70},15,2,35,160,20,21.5,0,26,30,46.4,2080,{"$f":"IF($B3081>$F3081,0,IF($C3081>$G3081,0,ROUND((((($F3081-$B3081)/100)*IF('DBH-Upgrade'!$K$6='DBH-Upgrade'!$K$8,$BZ3095,($BE3081/(($F3081-18)/100))))+((($B3081-18)/100)*$CA3095))*$CE3095,0)))","v":3019},{"$f":"IF($B3081>$F3081,0,IF($C3081>$G3081,0,ROUND((((($F3081-$B3081)/100)*IF('DBH-Upgrade'!$K$6='DBH-Upgrade'!$K$8,$BZ3095,($BE3081/(($F3081-18)/100))))+((($B3081-18)/100)*$CA3095))*$CD3095,0)))","v":3278},{"$f":"IF($B3081>$F3081,0,IF($C3081>$G3081,0,ROUND(((($F3081-$B3081)/100)*IF('DBH-Upgrade'!$K$6='DBH-Upgrade'!$K$8,$BZ3095,($BE3081/(($F3081-18)/100))))+((($B3081-18)/100)*$CA3095),0)))","v":4180},1.5,1.08,1.08,1.08,2080,{"$f":"IF($B3081>$F3081,0,IF($C3081>$G3081,0,ROUND(((($F3081-$B3081)/100)*(IF('DBH-Upgrade'!$K$6='DBH-Upgrade'!$K$8,$BZ3095,($BE3081/(($F3081-18)/100))))*$CH3095)+((($B3081-18)/100)*$CA3095*$CE3095*$CG3095),0)))","v":3594},{"$f":"IF($B3081>$F3081,0,IF($C3081>$G3081,0,ROUND(((($F3081-$B3081)/100)*(IF('DBH-Upgrade'!$K$6='DBH-Upgrade'!$K$8,$BZ3095,($BE3081/(($F3081-18)/100))))*$CH3095)+((($B3081-18)/100)*$CA3095*$CD3095*$CG3095),0)))","v":3724},{"$f":"IF($B3081>$F3081,0,IF($C3081>$G3081,0,ROUND(((($F3081-$B3081)/100)*(IF('DBH-Upgrade'!$K$6='DBH-Upgrade'!$K$8,$BZ3095,($BE3081/(($F3081-18)/100))))*$CH3095)+((($B3081-18)/100)*$CA3095*$CG3095),0)))","v":4180},179,309,320,359,0.14582773736923207,0.42298758160141758,0.45290638719147119,0.56705959730259092,1.2760000000000001E-4,1.7219,2,3.76611E-4,{"$f":"IF($B3081>$F3081,0,IF($C3081>$G3081,0,ROUND((((($F3081-$B3081)/100)*IF('DBH-Upgrade'!$K$6='DBH-Upgrade'!$K$8,$CC3095,($BF3081/(($F3081-18)/100))))+((($B3081-18)/100)*$CB3095))*IF($E3081>50,IF($G3081=11,(1-(($E3081-50)*0.005)),IF($G3081=16,(1-(($E3081-50)*0.005)),IF($G3081=21,(1-(($E3081-50)*0.005)),1))),1)*$CE3095,0)))","v":239},{"$f":"IF($B3081>$F3081,0,IF($C3081>$G3081,0,ROUND((((($F3081-$B3081)/100)*IF('DBH-Upgrade'!$K$6='DBH-Upgrade'!$K$8,$CC3095,($BF3081/(($F3081-18)/100))))+((($B3081-18)/100)*$CB3095))*IF($E3081>50,IF($G3081=11,(1-(($E3081-50)*0.005)),IF($G3081=16,(1-(($E3081-50)*0.005)),IF($G3081=21,(1-(($E3081-50)*0.005)),1))),1)*$CD3095,0)))","v":260},{"$f":"IF($B3081>$F3081,0,IF($C3081>$G3081,0,ROUND((((($F3081-$B3081)/100)*IF('DBH-Upgrade'!$K$6='DBH-Upgrade'!$K$8,$CC3095,($BF3081/(($F3081-18)/100))))+((($B3081-18)/100)*$CB3095))*IF($E3081>50,IF($G3081=11,(1-(($E3081-50)*0.005)),IF($G3081=16,(1-(($E3081-50)*0.005)),IF($G3081=21,(1-(($E3081-50)*0.005)),1))),1),0)))","v":331},0.95,0.95,0.95,189,205,261,81,88,112,3.1253894241908213E-2,3.6699905369526539E-2,5.8594736577099356E-2,2.1,5.5,5.9,7.9,null,2600,null,0.8,null,null,0,13.2,15.1,21.85,null,1,1,1,189,205,261,null,0,0,0,1,1615,3238,442,63,0.71879122259285499,0.67122872584611504,null,1,1,0.99999999999999978,0.99999999999999978,null,0]
["2352001015",{"$f":"'DBH-Upgrade'!$K$8-$CL3089","v":70},15,2,35,200,10,11.5,0,26,30,47.1,3366,{"$f":"IF($B3089>$F3089,0,IF($C3089>$G3089,0,ROUND((((($F3089-$B3089)/100)*IF('DBH-Upgrade'!$K$6='DBH-Upgrade'!$K$8,$BZ3103,($BE3089/(($F3089-18)/100))))+((($B3089-18)/100)*$CA3103))*$CE3103,0)))","v":0},{"$f":"IF($B3089>$F3089,0,IF($C3089>$G3089,0,ROUND((((($F3089-$B3089)/100)*IF('DBH-Upgrade'!$K$6='DBH-Upgrade'!$K$8,$BZ3103,($BE3089/(($F3089-18)/100))))+((($B3089-18)/100)*$CA3103))*$CD3103,0)))","v":0},{"$f":"IF($B3089>$F3089,0,IF($C3089>$G3089,0,ROUND(((($F3089-$B3089)/100)*IF('DBH-Upgrade'!$K$6='DBH-Upgrade'!$K$8,$BZ3103,($BE3089/(($F3089-18)/100))))+((($B3089-18)/100)*$CA3103),0)))","v":0},1.5,1.08,1.08,1.08,3366,{"$f":"IF($B3089>$F3089,0,IF($C3089>$G3089,0,ROUND(((($F3089-$B3089)/100)*(IF('DBH-Upgrade'!$K$6='DBH-Upgrade'!$K$8,$BZ3103,($BE3089/(($F3089-18)/100))))*$CH3103)+((($B3089-18)/100)*$CA3103*$CE3103*$CG3103),0)))","v":0},{"$f":"IF($B3089>$F3089,0,IF($C3089>$G3089,0,ROUND(((($F3089-$B3089)/100)*(IF('DBH-Upgrade'!$K$6='DBH-Upgrade'!$K$8,$BZ3103,($BE3089/(($F3089-18)/100))))*$CH3103)+((($B3089-18)/100)*$CA3103*$CD3103*$CG3103),0)))","v":0},{"$f":"IF($B3089>$F3089,0,IF($C3089>$G3089,0,ROUND(((($F3089-$B3089)/100)*(IF('DBH-Upgrade'!$K$6='DBH-Upgrade'!$K$8,$BZ3103,($BE3089/(($F3089-18)/100))))*$CH3103)+((($B3089-18)/100)*$CA3103*$CG3103),0)))","v":0},289,0,0,0,0.56870881853554278,0,0,0,3.969E-4,1.7345999999999999,2,3.6734700000000002E-4,{"$f":"IF($B3089>$F3089,0,IF($C3089>$G3089,0,ROUND((((($F3089-$B3089)/100)*IF('DBH-Upgrade'!$K$6='DBH-Upgrade'!$K$8,$CC3103,($BF3089/(($F3089-18)/100))))+((($B3089-18)/100)*$CB3103))*IF($E3089>50,IF($G3089=11,(1-(($E3089-50)*0.005)),IF($G3089=16,(1-(($E3089-50)*0.005)),IF($G3089=21,(1-(($E3089-50)*0.005)),1))),1)*$CE3103,0)))","v":0},{"$f":"IF($B3089>$F3089,0,IF($C3089>$G3089,0,ROUND((((($F3089-$B3089)/100)*IF('DBH-Upgrade'!$K$6='DBH-Upgrade'!$K$8,$CC3103,($BF3089/(($F3089-18)/100))))+((($B3089-18)/100)*$CB3103))*IF($E3089>50,IF($G3089=11,(1-(($E3089-50)*0.005)),IF($G3089=16,(1-(($E3089-50)*0.005)),IF($G3089=21,(1-(($E3089-50)*0.005)),1))),1)*$CD3103,0)))","v":0},{"$f":"IF($B3089>$F3089,0,IF($C3089>$G3089,0,ROUND((((($F3089-$B3089)/100)*IF('DBH-Upgrade'!$K$6='DBH-Upgrade'!$K$8,$CC3103,($BF3089/(($F3089-18)/100))))+((($B3089-18)/100)*$CB3103))*IF($E3089>50,IF($G3089=11,(1-(($E3089-50)*0.005)),IF($G3089=16,(1-(($E3089-50)*0.005)),IF($G3089=21,(1-(($E3089-50)*0.005)),1))),1),0)))","v":0},0.98,0.98,0.98,0,0,0,0,0,0,0,0,0,1.3,5.5,5.9,7.9,null,3740,null,0.9,null,null,0,13.2,15.1,21.85,null,1,1,1,0,0,0,null,0,0,0,1,2298,4062,502,78,0.79292312789827257,0.73211718284521199,null,1,1,0.99999999999999978,0.99999999999999978,null,0]
["2352002015",{"$f":"'DBH-Upgrade'!$K$8-$CL3093","v":70},15,2,35,200,20,21.5,0,26,30,47.1,2600,{"$f":"IF($B3093>$F3093,0,IF($C3093>$G3093,0,ROUND((((($F3093-$B3093)/100)*IF('DBH-Upgrade'!$K$6='DBH-Upgrade'!$K$8,$BZ3107,($BE3093/(($F3093-18)/100))))+((($B3093-18)/100)*$CA3107))*$CE3107,0)))","v":3597},{"$f":"IF($B3093>$F3093,0,IF($C3093>$G3093,0,ROUND((((($F3093-$B3093)/100)*IF('DBH-Upgrade'!$K$6='DBH-Upgrade'!$K$8,$BZ3107,($BE3093/(($F3093-18)/100))))+((($B3093-18)/100)*$CA3107))*$CD3107,0)))","v":3921},{"$f":"IF($B3093>$F3093,0,IF($C3093>$G3093,0,ROUND(((($F3093-$B3093)/100)*IF('DBH-Upgrade'!$K$6='DBH-Upgrade'!$K$8,$BZ3107,($BE3093/(($F3093-18)/100))))+((($B3093-18)/100)*$CA3107),0)))","v":5100},1.5,1.08,1.08,1.08,2600,{"$f":"IF($B3093>$F3093,0,IF($C3093>$G3093,0,ROUND(((($F3093-$B3093)/100)*(IF('DBH-Upgrade'!$K$6='DBH-Upgrade'!$K$8,$BZ3107,($BE3093/(($F3093-18)/100))))*$CH3107)+((($B3093-18)/100)*$CA3107*$CE3107*$CG3107),0)))","v":4477},{"$f":"IF($B3093>$F3093,0,IF($C3093>$G3093,0,ROUND(((($F3093-$B3093)/100)*(IF('DBH-Upgrade'!$K$6='DBH-Upgrade'!$K$8,$BZ3107,($BE3093/(($F3093-18)/100))))*$CH3107)+((($B3093-18)/100)*$CA3107*$CD3107*$CG3107),0)))","v":4611},{"$f":"IF($B3093>$F3093,0,IF($C3093>$G3093,0,ROUND(((($F3093-$B3093)/100)*(IF('DBH-Upgrade'!$K$6='DBH-Upgrade'!$K$8,$BZ3107,($BE3093/(($F3093-18)/100))))*$CH3107)+((($B3093-18)/100)*$CA3107*$CG3107),0)))","v":5100},224,385,397,439,0.2368992356750331,0.6784652615383655,0.72023081839395831,0.87601157275146602,1.2760000000000001E-4,1.7219,2,3.76611E-4,{"$f":"IF($B3093>$F3093,0,IF($C3093>$G3093,0,ROUND((((($F3093-$B3093)/100)*IF('DBH-Upgrade'!$K$6='DBH-Upgrade'!$K$8,$CC3107,($BF3093/(($F3093-18)/100))))+((($B3093-18)/100)*$CB3107))*IF($E3093>50,IF($G3093=11,(1-(($E3093-50)*0.005)),IF($G3093=16,(1-(($E3093-50)*0.005)),IF($G3093=21,(1-(($E3093-50)*0.005)),1))),1)*$CE3107,0)))","v":256},{"$f":"IF($B3093>$F3093,0,IF($C3093>$G3093,0,ROUND((((($F3093-$B3093)/100)*IF('DBH-Upgrade'!$K$6='DBH-Upgrade'!$K$8,$CC3107,($BF3093/(($F3093-18)/100))))+((($B3093-18)/100)*$CB3107))*IF($E3093>50,IF($G3093=11,(1-(($E3093-50)*0.005)),IF($G3093=16,(1-(($E3093-50)*0.005)),IF($G3093=21,(1-(($E3093-50)*0.005)),1))),1)*$CD3107,0)))","v":279},{"$f":"IF($B3093>$F3093,0,IF($C3093>$G3093,0,ROUND((((($F3093-$B3093)/100)*IF('DBH-Upgrade'!$K$6='DBH-Upgrade'!$K$8,$CC3107,($BF3093/(($F3093-18)/100))))+((($B3093-18)/100)*$CB3107))*IF($E3093>50,IF($G3093=11,(1-(($E3093-50)*0.005)),IF($G3093=16,(1-(($E3093-50)*0.005)),IF($G3093=21,(1-(($E3093-50)*0.005)),1))),1),0)))","v":362},0.95,0.95,0.95,184,201,261,79,86,112,3.1628472952084111E-2,3.7244192148433865E-2,6.1973169108390389E-2,2.7,5.5,5.9,7.9,null,3250,null,0.8,null,null,0,13.2,15.1,21.85,null,1,1,1,184,201,261,null,0,0,0,1,1615,3238,442,63,0.70153112340864476,0.65706930534609798,null,1,1,0.99999999999999978,0.99999999999999978,null,0]
["2352401015",{"$f":"'DBH-Upgrade'!$K$8-$CL3101","v":70},15,2,35,240,10,11.5,0,26,30,48.1,4114.8,{"$f":"IF($B3101>$F3101,0,IF($C3101>$G3101,0,ROUND((((($F3101-$B3101)/100)*IF('DBH-Upgrade'!$K$6='DBH-Upgrade'!$K$8,$BZ3115,($BE3101/(($F3101-18)/100))))+((($B3101-18)/100)*$CA3115))*$CE3115,0)))","v":0},{"$f":"IF($B3101>$F3101,0,IF($C3101>$G3101,0,ROUND((((($F3101-$B3101)/100)*IF('DBH-Upgrade'!$K$6='DBH-Upgrade'!$K$8,$BZ3115,($BE3101/(($F3101-18)/100))))+((($B3101-18)/100)*$CA3115))*$CD3115,0)))","v":0},{"$f":"IF($B3101>$F3101,0,IF($C3101>$G3101,0,ROUND(((($F3101-$B3101)/100)*IF('DBH-Upgrade'!$K$6='DBH-Upgrade'!$K$8,$BZ3115,($BE3101/(($F3101-18)/100))))+((($B3101-18)/100)*$CA3115),0)))","v":0},1.5,1.08,1.08,1.08,4115,{"$f":"IF($B3101>$F3101,0,IF($C3101>$G3101,0,ROUND(((($F3101-$B3101)/100)*(IF('DBH-Upgrade'!$K$6='DBH-Upgrade'!$K$8,$BZ3115,($BE3101/(($F3101-18)/100))))*$CH3115)+((($B3101-18)/100)*$CA3115*$CE3115*$CG3115),0)))","v":0},{"$f":"IF($B3101>$F3101,0,IF($C3101>$G3101,0,ROUND(((($F3101-$B3101)/100)*(IF('DBH-Upgrade'!$K$6='DBH-Upgrade'!$K$8,$BZ3115,($BE3101/(($F3101-18)/100))))*$CH3115)+((($B3101-18)/100)*$CA3115*$CD3115*$CG3115),0)))","v":0},{"$f":"IF($B3101>$F3101,0,IF($C3101>$G3101,0,ROUND(((($F3101-$B3101)/100)*(IF('DBH-Upgrade'!$K$6='DBH-Upgrade'!$K$8,$BZ3115,($BE3101/(($F3101-18)/100))))*$CH3115)+((($B3101-18)/100)*$CA3115*$CG3115),0)))","v":0},354,0,0,0,0.91434703236882442,0,0,0,3.969E-4,1.7345999999999999,2,3.6734700000000002E-4,{"$f":"IF($B3101>$F3101,0,IF($C3101>$G3101,0,ROUND((((($F3101-$B3101)/100)*IF('DBH-Upgrade'!$K$6='DBH-Upgrade'!$K$8,$CC3115,($BF3101/(($F3101-18)/100))))+((($B3101-18)/100)*$CB3115))*IF($E3101>50,IF($G3101=11,(1-(($E3101-50)*0.005)),IF($G3101=16,(1-(($E3101-50)*0.005)),IF($G3101=21,(1-(($E3101-50)*0.005)),1))),1)*$CE3115,0)))","v":0},{"$f":"IF($B3101>$F3101,0,IF($C3101>$G3101,0,ROUND((((($F3101-$B3101)/100)*IF('DBH-Upgrade'!$K$6='DBH-Upgrade'!$K$8,$CC3115,($BF3101/(($F3101-18)/100))))+((($B3101-18)/100)*$CB3115))*IF($E3101>50,IF($G3101=11,(1-(($E3101-50)*0.005)),IF($G3101=16,(1-(($E3101-50)*0.005)),IF($G3101=21,(1-(($E3101-50)*0.005)),1))),1)*$CD3115,0)))","v":0},{"$f":"IF($B3101>$F3101,0,IF($C3101>$G3101,0,ROUND((((($F3101-$B3101)/100)*IF('DBH-Upgrade'!$K$6='DBH-Upgrade'!$K$8,$CC3115,($BF3101/(($F3101-18)/100))))+((($B3101-18)/100)*$CB3115))*IF($E3101>50,IF($G3101=11,(1-(($E3101-50)*0.005)),IF($G3101=16,(1-(($E3101-50)*0.005)),IF($G3101=21,(1-(($E3101-50)*0.005)),1))),1),0)))","v":0},0.98,0.98,0.98,0,0,0,0,0,0,0,0,0,1.6,5.5,5.9,7.9,null,4572,null,0.9,null,null,0,13.2,15.1,21.85,null,1,1,1,0,0,0,null,0,0,0,1,2298,4062,502,78,0.78402243332267385,0.72223627558039949,null,1,1,0.99999999999999978,0.99999999999999978,null,0]
["2352601615",{"$f":"'DBH-Upgrade'!$K$8-$CL3110","v":50},15,2,35,260,16,16.5,0,26,30,48.1,2328.3200000000002,{"$f":"IF($B3110>$F3110,0,IF($C3110>$G3110,0,ROUND((((($F3110-$B3110)/100)*IF('DBH-Upgrade'!$K$6='DBH-Upgrade'!$K$8,$BZ3124,($BE3110/(($F3110-18)/100))))+((($B3110-18)/100)*$CA3124))*$CE3124,0)))","v":5471},{"$f":"IF($B3110>$F3110,0,IF($C3110>$G3110,0,ROUND((((($F3110-$B3110)/100)*IF('DBH-Upgrade'!$K$6='DBH-Upgrade'!$K$8,$BZ3124,($BE3110/(($F3110-18)/100))))+((($B3110-18)/100)*$CA3124))*$CD3124,0)))","v":5670},{"$f":"IF($B3110>$F3110,0,IF($C3110>$G3110,0,ROUND(((($F3110-$B3110)/100)*IF('DBH-Upgrade'!$K$6='DBH-Upgrade'!$K$8,$BZ3124,($BE3110/(($F3110-18)/100))))+((($B3110-18)/100)*$CA3124),0)))","v":8315},1.5,1.1000000000000001,1.1000000000000001,1.1000000000000001,2328,{"$f":"IF($B3110>$F3110,0,IF($C3110>$G3110,0,ROUND(((($F3110-$B3110)/100)*(IF('DBH-Upgrade'!$K$6='DBH-Upgrade'!$K$8,$BZ3124,($BE3110/(($F3110-18)/100))))*$CH3124)+((($B3110-18)/100)*$CA3124*$CE3124*$CG3124),0)))","v":7797},{"$f":"IF($B3110>$F3110,0,IF($C3110>$G3110,0,ROUND(((($F3110-$B3110)/100)*(IF('DBH-Upgrade'!$K$6='DBH-Upgrade'!$K$8,$BZ3124,($BE3110/(($F3110-18)/100))))*$CH3124)+((($B3110-18)/100)*$CA3124*$CD3124*$CG3124),0)))","v":7833},{"$f":"IF($B3110>$F3110,0,IF($C3110>$G3110,0,ROUND(((($F3110-$B3110)/100)*(IF('DBH-Upgrade'!$K$6='DBH-Upgrade'!$K$8,$BZ3124,($BE3110/(($F3110-18)/100))))*$CH3124)+((($B3110-18)/100)*$CA3124*$CG3124),0)))","v":8315},200,671,674,715,0.73183324136717165,7.6433871118935821,7.7100265313972569,8.6491106469603185,2.0829999999999999E-4,1.724,4,1.392796E-3,{"$f":"IF($B3110>$F3110,0,IF($C3110>$G3110,0,ROUND((((($F3110-$B3110)/100)*IF('DBH-Upgrade'!$K$6='DBH-Upgrade'!$K$8,$CC3124,($BF3110/(($F3110-18)/100))))+((($B3110-18)/100)*$CB3124))*IF($E3110>50,IF($G3110=11,(1-(($E3110-50)*0.005)),IF($G3110=16,(1-(($E3110-50)*0.005)),IF($G3110=21,(1-(($E3110-50)*0.005)),1))),1)*$CE3124,0)))","v":256},{"$f":"IF($B3110>$F3110,0,IF($C3110>$G3110,0,ROUND((((($F3110-$B3110)/100)*IF('DBH-Upgrade'!$K$6='DBH-Upgrade'!$K$8,$CC3124,($BF3110/(($F3110-18)/100))))+((($B3110-18)/100)*$CB3124))*IF($E3110>50,IF($G3110=11,(1-(($E3110-50)*0.005)),IF($G3110=16,(1-(($E3110-50)*0.005)),IF($G3110=21,(1-(($E3110-50)*0.005)),1))),1)*$CD3124,0)))","v":266},{"$f":"IF($B3110>$F3110,0,IF($C3110>$G3110,0,ROUND((((($F3110-$B3110)/100)*IF('DBH-Upgrade'!$K$6='DBH-Upgrade'!$K$8,$CC3124,($BF3110/(($F3110-18)/100))))+((($B3110-18)/100)*$CB3124))*IF($E3110>50,IF($G3110=11,(1-(($E3110-50)*0.005)),IF($G3110=16,(1-(($E3110-50)*0.005)),IF($G3110=21,(1-(($E3110-50)*0.005)),1))),1),0)))","v":390},0.95,0.95,0.95,153,158,232,66,68,100,8.6941897662626125E-2,9.2051533507511149E-2,0.19275452249812416,5.2,5.5,5.9,7.9,null,3424,null,0.68,null,null,0,13.2,15.1,21.85,null,1,1,1,153,158,232,null,0,0,0,1,{"$error":"#VALUE!"},0,0,{"$error":"#VALUE!"},0.7585639347228863,0.69425955238573378,null,1,1,0.99999999999999978,0.99999999999999978,null,20]
["2352801015",{"$f":"'DBH-Upgrade'!$K$8-$CL3113","v":50},15,2,35,280,10,11.5,0,26,30,48.9,4862.7,{"$f":"IF($B3113>$F3113,0,IF($C3113>$G3113,0,ROUND((((($F3113-$B3113)/100)*IF('DBH-Upgrade'!$K$6='DBH-Upgrade'!$K$8,$BZ3127,($BE3113/(($F3113-18)/100))))+((($B3113-18)/100)*$CA3127))*$CE3127,0)))","v":0},{"$f":"IF($B3113>$F3113,0,IF($C3113>$G3113,0,ROUND((((($F3113-$B3113)/100)*IF('DBH-Upgrade'!$K$6='DBH-Upgrade'!$K$8,$BZ3127,($BE3113/(($F3113-18)/100))))+((($B3113-18)/100)*$CA3127))*$CD3127,0)))","v":0},{"$f":"IF($B3113>$F3113,0,IF($C3113>$G3113,0,ROUND(((($F3113-$B3113)/100)*IF('DBH-Upgrade'!$K$6='DBH-Upgrade'!$K$8,$BZ3127,($BE3113/(($F3113-18)/100))))+((($B3113-18)/100)*$CA3127),0)))","v":0},1.5,1.08,1.08,1.08,4863,{"$f":"IF($B3113>$F3113,0,IF($C3113>$G3113,0,ROUND(((($F3113-$B3113)/100)*(IF('DBH-Upgrade'!$K$6='DBH-Upgrade'!$K$8,$BZ3127,($BE3113/(($F3113-18)/100))))*$CH3127)+((($B3113-18)/100)*$CA3127*$CE3127*$CG3127),0)))","v":0},{"$f":"IF($B3113>$F3113,0,IF($C3113>$G3113,0,ROUND(((($F3113-$B3113)/100)*(IF('DBH-Upgrade'!$K$6='DBH-Upgrade'!$K$8,$BZ3127,($BE3113/(($F3113-18)/100))))*$CH3127)+((($B3113-18)/100)*$CA3127*$CD3127*$CG3127),0)))","v":0},{"$f":"IF($B3113>$F3113,0,IF($C3113>$G3113,0,ROUND(((($F3113-$B3113)/100)*(IF('DBH-Upgrade'!$K$6='DBH-Upgrade'!$K$8,$BZ3127,($BE3113/(($F3113-18)/100))))*$CH3127)+((($B3113-18)/100)*$CA3127*$CG3127),0)))","v":0},418,0,0,0,1.3565477505155064,0,0,0,3.969E-4,1.7345999999999999,2,3.6734700000000002E-4,{"$f":"IF($B3113>$F3113,0,IF($C3113>$G3113,0,ROUND((((($F3113-$B3113)/100)*IF('DBH-Upgrade'!$K$6='DBH-Upgrade'!$K$8,$CC3127,($BF3113/(($F3113-18)/100))))+((($B3113-18)/100)*$CB3127))*IF($E3113>50,IF($G3113=11,(1-(($E3113-50)*0.005)),IF($G3113=16,(1-(($E3113-50)*0.005)),IF($G3113=21,(1-(($E3113-50)*0.005)),1))),1)*$CE3127,0)))","v":0},{"$f":"IF($B3113>$F3113,0,IF($C3113>$G3113,0,ROUND((((($F3113-$B3113)/100)*IF('DBH-Upgrade'!$K$6='DBH-Upgrade'!$K$8,$CC3127,($BF3113/(($F3113-18)/100))))+((($B3113-18)/100)*$CB3127))*IF($E3113>50,IF($G3113=11,(1-(($E3113-50)*0.005)),IF($G3113=16,(1-(($E3113-50)*0.005)),IF($G3113=21,(1-(($E3113-50)*0.005)),1))),1)*$CD3127,0)))","v":0},{"$f":"IF($B3113>$F3113,0,IF($C3113>$G3113,0,ROUND((((($F3113-$B3113)/100)*IF('DBH-Upgrade'!$K$6='DBH-Upgrade'!$K$8,$CC3127,($BF3113/(($F3113-18)/100))))+((($B3113-18)/100)*$CB3127))*IF($E3113>50,IF($G3113=11,(1-(($E3113-50)*0.005)),IF($G3113=16,(1-(($E3113-50)*0.005)),IF($G3113=21,(1-(($E3113-50)*0.005)),1))),1),0)))","v":0},0.98,0.98,0.98,0,0,0,0,0,0,0,0,0,1.9,5.5,5.9,7.9,null,5403,null,0.9,null,null,0,13.2,15.1,21.85,null,1,1,1,0,0,0,null,0,0,0,1,2298,4062,502,78,0.7585639347228863,0.69425955238573378,null,1,1,0.99999999999999978,0.99999999999999978,null,20]
["250601515",{"$f":"'DBH-Upgrade'!$K$8-$CL3121","v":70},15,2,50,60,15,16.5,0,26,30,41.1,736,{"$f":"IF($B3121>$F3121,0,IF($C3121>$G3121,0,ROUND((((($F3121-$B3121)/100)*IF('DBH-Upgrade'!$K$6='DBH-Upgrade'!$K$8,$BZ3135,($BE3121/(($F3121-18)/100))))+((($B3121-18)/100)*$CA3135))*$CE3135,0)))","v":0},{"$f":"IF($B3121>$F3121,0,IF($C3121>$G3121,0,ROUND((((($F3121-$B3121)/100)*IF('DBH-Upgrade'!$K$6='DBH-Upgrade'!$K$8,$BZ3135,($BE3121/(($F3121-18)/100))))+((($B3121-18)/100)*$CA3135))*$CD3135,0)))","v":0},{"$f":"IF($B3121>$F3121,0,IF($C3121>$G3121,0,ROUND(((($F3121-$B3121)/100)*IF('DBH-Upgrade'!$K$6='DBH-Upgrade'!$K$8,$BZ3135,($BE3121/(($F3121-18)/100))))+((($B3121-18)/100)*$CA3135),0)))","v":0},1.5,1.08,1.08,1.08,736,{"$f":"IF($B3121>$F3121,0,IF($C3121>$G3121,0,ROUND(((($F3121-$B3121)/100)*(IF('DBH-Upgrade'!$K$6='DBH-Upgrade'!$K$8,$BZ3135,($BE3121/(($F3121-18)/100))))*$CH3135)+((($B3121-18)/100)*$CA3135*$CE3135*$CG3135),0)))","v":0},{"$f":"IF($B3121>$F3121,0,IF($C3121>$G3121,0,ROUND(((($F3121-$B3121)/100)*(IF('DBH-Upgrade'!$K$6='DBH-Upgrade'!$K$8,$BZ3135,($BE3121/(($F3121-18)/100))))*$CH3135)+((($B3121-18)/100)*$CA3135*$CD3135*$CG3135),0)))","v":0},{"$f":"IF($B3121>$F3121,0,IF($C3121>$G3121,0,ROUND(((($F3121-$B3121)/100)*(IF('DBH-Upgrade'!$K$6='DBH-Upgrade'!$K$8,$BZ3135,($BE3121/(($F3121-18)/100))))*$CH3135)+((($B3121-18)/100)*$CA3135*$CG3135),0)))","v":0},63,0,0,0,2.0318297604447446E-2,0,0,0,2.0829999999999999E-4,1.724,2,4.6182900000000003E-4,{"$f":"IF($B3121>$F3121,0,IF($C3121>$G3121,0,ROUND((((($F3121-$B3121)/100)*IF('DBH-Upgrade'!$K$6='DBH-Upgrade'!$K$8,$CC3135,($BF3121/(($F3121-18)/100))))+((($B3121-18)/100)*$CB3135))*IF($E3121>50,IF($G3121=11,(1-(($E3121-50)*0.005)),IF($G3121=16,(1-(($E3121-50)*0.005)),IF($G3121=21,(1-(($E3121-50)*0.005)),1))),1)*$CE3135,0)))","v":0},{"$f":"IF($B3121>$F3121,0,IF($C3121>$G3121,0,ROUND((((($F3121-$B3121)/100)*IF('DBH-Upgrade'!$K$6='DBH-Upgrade'!$K$8,$CC3135,($BF3121/(($F3121-18)/100))))+((($B3121-18)/100)*$CB3135))*IF($E3121>50,IF($G3121=11,(1-(($E3121-50)*0.005)),IF($G3121=16,(1-(($E3121-50)*0.005)),IF($G3121=21,(1-(($E3121-50)*0.005)),1))),1)*$CD3135,0)))","v":0},{"$f":"IF($B3121>$F3121,0,IF($C3121>$G3121,0,ROUND((((($F3121-$B3121)/100)*IF('DBH-Upgrade'!$K$6='DBH-Upgrade'!$K$8,$CC3135,($BF3121/(($F3121-18)/100))))+((($B3121-18)/100)*$CB3135))*IF($E3121>50,IF($G3121=11,(1-(($E3121-50)*0.005)),IF($G3121=16,(1-(($E3121-50)*0.005)),IF($G3121=21,(1-(($E3121-50)*0.005)),1))),1),0)))","v":0},1.01,1.01,1.01,0,0,0,0,0,0,0,0,0,0.6,"DBH-unit is too long!","DBH-unit is too long!","DBH-unit is too long!",null,920,null,0.8,null,null,0,"DBH-unit is too long!","DBH-unit is too long!","DBH-unit is too long!",null,1,1,1,0,0,0,null,0,0,0,1,{"$error":"#VALUE!"},0,0,{"$error":"#VALUE!"},0.75,0.68,null,1,1,0.99999999999999978,0.99999999999999978,null,0]
["250701115",{"$f":"'DBH-Upgrade'!$K$8-$CL3126","v":70},15,2,50,70,11,11.5,0,26,30,41.1,622.88,{"$f":"IF($B3126>$F3126,0,IF($C3126>$G3126,0,ROUND((((($F3126-$B3126)/100)*IF('DBH-Upgrade'!$K$6='DBH-Upgrade'!$K$8,$BZ3140,($BE3126/(($F3126-18)/100))))+((($B3126-18)/100)*$CA3140))*$CE3140,0)))","v":0},{"$f":"IF($B3126>$F3126,0,IF($C3126>$G3126,0,ROUND((((($F3126-$B3126)/100)*IF('DBH-Upgrade'!$K$6='DBH-Upgrade'!$K$8,$BZ3140,($BE3126/(($F3126-18)/100))))+((($B3126-18)/100)*$CA3140))*$CD3140,0)))","v":0},{"$f":"IF($B3126>$F3126,0,IF($C3126>$G3126,0,ROUND(((($F3126-$B3126)/100)*IF('DBH-Upgrade'!$K$6='DBH-Upgrade'!$K$8,$BZ3140,($BE3126/(($F3126-18)/100))))+((($B3126-18)/100)*$CA3140),0)))","v":0},1.5,1.1000000000000001,1.1000000000000001,1.1000000000000001,623,{"$f":"IF($B3126>$F3126,0,IF($C3126>$G3126,0,ROUND(((($F3126-$B3126)/100)*(IF('DBH-Upgrade'!$K$6='DBH-Upgrade'!$K$8,$BZ3140,($BE3126/(($F3126-18)/100))))*$CH3140)+((($B3126-18)/100)*$CA3140*$CE3140*$CG3140),0)))","v":0},{"$f":"IF($B3126>$F3126,0,IF($C3126>$G3126,0,ROUND(((($F3126-$B3126)/100)*(IF('DBH-Upgrade'!$K$6='DBH-Upgrade'!$K$8,$BZ3140,($BE3126/(($F3126-18)/100))))*$CH3140)+((($B3126-18)/100)*$CA3140*$CD3140*$CG3140),0)))","v":0},{"$f":"IF($B3126>$F3126,0,IF($C3126>$G3126,0,ROUND(((($F3126-$B3126)/100)*(IF('DBH-Upgrade'!$K$6='DBH-Upgrade'!$K$8,$BZ3140,($BE3126/(($F3126-18)/100))))*$CH3140)+((($B3126-18)/100)*$CA3140*$CG3140),0)))","v":0},54,0,0,0,2.5162202282096108E-2,0,0,0,3.969E-4,1.7345999999999999,4,5.7428799999999995E-4,{"$f":"IF($B3126>$F3126,0,IF($C3126>$G3126,0,ROUND((((($F3126-$B3126)/100)*IF('DBH-Upgrade'!$K$6='DBH-Upgrade'!$K$8,$CC3140,($BF3126/(($F3126-18)/100))))+((($B3126-18)/100)*$CB3140))*IF($E3126>50,IF($G3126=11,(1-(($E3126-50)*0.005)),IF($G3126=16,(1-(($E3126-50)*0.005)),IF($G3126=21,(1-(($E3126-50)*0.005)),1))),1)*$CE3140,0)))","v":0},{"$f":"IF($B3126>$F3126,0,IF($C3126>$G3126,0,ROUND((((($F3126-$B3126)/100)*IF('DBH-Upgrade'!$K$6='DBH-Upgrade'!$K$8,$CC3140,($BF3126/(($F3126-18)/100))))+((($B3126-18)/100)*$CB3140))*IF($E3126>50,IF($G3126=11,(1-(($E3126-50)*0.005)),IF($G3126=16,(1-(($E3126-50)*0.005)),IF($G3126=21,(1-(($E3126-50)*0.005)),1))),1)*$CD3140,0)))","v":0},{"$f":"IF($B3126>$F3126,0,IF($C3126>$G3126,0,ROUND((((($F3126-$B3126)/100)*IF('DBH-Upgrade'!$K$6='DBH-Upgrade'!$K$8,$CC3140,($BF3126/(($F3126-18)/100))))+((($B3126-18)/100)*$CB3140))*IF($E3126>50,IF($G3126=11,(1-(($E3126-50)*0.005)),IF($G3126=16,(1-(($E3126-50)*0.005)),IF($G3126=21,(1-(($E3126-50)*0.005)),1))),1),0)))","v":0},0.95,0.95,0.95,0,0,0,0,0,0,0,0,0,0.9,5.5,5.9,7.9,null,916,null,0.68,null,null,0,13.2,15.1,21.85,null,1,1,1,0,0,0,null,0,0,0,1,2489,6098,791,92,0.68190449384530405,0.65796861393376183,null,1,1,0.99999999999999978,0.99999999999999978,null,0]
["250802015",{"$f":"'DBH-Upgrade'!$K$8-$CL3135","v":70},15,2,50,80,20,21.5,0,26,30,42.4,1356.8000000000002,{"$f":"IF($B3135>$F3135,0,IF($C3135>$G3135,0,ROUND((((($F3135-$B3135)/100)*IF('DBH-Upgrade'!$K$6='DBH-Upgrade'!$K$8,$BZ3149,($BE3135/(($F3135-18)/100))))+((($B3135-18)/100)*$CA3149))*$CE3149,0)))","v":1807},{"$f":"IF($B3135>$F3135,0,IF($C3135>$G3135,0,ROUND((((($F3135-$B3135)/100)*IF('DBH-Upgrade'!$K$6='DBH-Upgrade'!$K$8,$BZ3149,($BE3135/(($F3135-18)/100))))+((($B3135-18)/100)*$CA3149))*$CD3149,0)))","v":1940},{"$f":"IF($B3135>$F3135,0,IF($C3135>$G3135,0,ROUND(((($F3135-$B3135)/100)*IF('DBH-Upgrade'!$K$6='DBH-Upgrade'!$K$8,$BZ3149,($BE3135/(($F3135-18)/100))))+((($B3135-18)/100)*$CA3149),0)))","v":2342},1.5,1.08,1.08,1.08,1357,{"$f":"IF($B3135>$F3135,0,IF($C3135>$G3135,0,ROUND(((($F3135-$B3135)/100)*(IF('DBH-Upgrade'!$K$6='DBH-Upgrade'!$K$8,$BZ3149,($BE3135/(($F3135-18)/100))))*$CH3149)+((($B3135-18)/100)*$CA3149*$CE3149*$CG3149),0)))","v":1859},{"$f":"IF($B3135>$F3135,0,IF($C3135>$G3135,0,ROUND(((($F3135-$B3135)/100)*(IF('DBH-Upgrade'!$K$6='DBH-Upgrade'!$K$8,$BZ3149,($BE3135/(($F3135-18)/100))))*$CH3149)+((($B3135-18)/100)*$CA3149*$CD3149*$CG3149),0)))","v":1980},{"$f":"IF($B3135>$F3135,0,IF($C3135>$G3135,0,ROUND(((($F3135-$B3135)/100)*(IF('DBH-Upgrade'!$K$6='DBH-Upgrade'!$K$8,$BZ3149,($BE3135/(($F3135-18)/100))))*$CH3149)+((($B3135-18)/100)*$CA3149*$CG3149),0)))","v":2342},117,160,170,201,5.6496569750753234E-2,0.10472380992097208,0.11803010584799242,0.16427796576719667,1.2760000000000001E-4,1.7219,2,3.76611E-4,{"$f":"IF($B3135>$F3135,0,IF($C3135>$G3135,0,ROUND((((($F3135-$B3135)/100)*IF('DBH-Upgrade'!$K$6='DBH-Upgrade'!$K$8,$CC3149,($BF3135/(($F3135-18)/100))))+((($B3135-18)/100)*$CB3149))*IF($E3135>50,IF($G3135=11,(1-(($E3135-50)*0.005)),IF($G3135=16,(1-(($E3135-50)*0.005)),IF($G3135=21,(1-(($E3135-50)*0.005)),1))),1)*$CE3149,0)))","v":207},{"$f":"IF($B3135>$F3135,0,IF($C3135>$G3135,0,ROUND((((($F3135-$B3135)/100)*IF('DBH-Upgrade'!$K$6='DBH-Upgrade'!$K$8,$CC3149,($BF3135/(($F3135-18)/100))))+((($B3135-18)/100)*$CB3149))*IF($E3135>50,IF($G3135=11,(1-(($E3135-50)*0.005)),IF($G3135=16,(1-(($E3135-50)*0.005)),IF($G3135=21,(1-(($E3135-50)*0.005)),1))),1)*$CD3149,0)))","v":223},{"$f":"IF($B3135>$F3135,0,IF($C3135>$G3135,0,ROUND((((($F3135-$B3135)/100)*IF('DBH-Upgrade'!$K$6='DBH-Upgrade'!$K$8,$CC3149,($BF3135/(($F3135-18)/100))))+((($B3135-18)/100)*$CB3149))*IF($E3135>50,IF($G3135=11,(1-(($E3135-50)*0.005)),IF($G3135=16,(1-(($E3135-50)*0.005)),IF($G3135=21,(1-(($E3135-50)*0.005)),1))),1),0)))","v":269},0.95,0.95,0.95,201,216,261,86,93,112,3.0812860954705073E-2,3.5944543478209683E-2,5.1837871514517291E-2,1.1000000000000001,5.5,5.9,7.9,null,1696,null,0.8,null,null,0,13.2,15.1,21.85,null,1,1,1,201,216,261,null,0,0,0,1,1615,3238,442,63,0.75555534806492441,0.70383877729866806,null,1,1,0.99999999999999978,0.99999999999999978,null,0]
["250901115",{"$f":"'DBH-Upgrade'!$K$8-$CL3138","v":70},15,2,50,90,11,11.5,0,26,30,43.3,801.04000000000008,{"$f":"IF($B3138>$F3138,0,IF($C3138>$G3138,0,ROUND((((($F3138-$B3138)/100)*IF('DBH-Upgrade'!$K$6='DBH-Upgrade'!$K$8,$BZ3152,($BE3138/(($F3138-18)/100))))+((($B3138-18)/100)*$CA3152))*$CE3152,0)))","v":0},{"$f":"IF($B3138>$F3138,0,IF($C3138>$G3138,0,ROUND((((($F3138-$B3138)/100)*IF('DBH-Upgrade'!$K$6='DBH-Upgrade'!$K$8,$BZ3152,($BE3138/(($F3138-18)/100))))+((($B3138-18)/100)*$CA3152))*$CD3152,0)))","v":0},{"$f":"IF($B3138>$F3138,0,IF($C3138>$G3138,0,ROUND(((($F3138-$B3138)/100)*IF('DBH-Upgrade'!$K$6='DBH-Upgrade'!$K$8,$BZ3152,($BE3138/(($F3138-18)/100))))+((($B3138-18)/100)*$CA3152),0)))","v":0},1.5,1.1000000000000001,1.1000000000000001,1.1000000000000001,801,{"$f":"IF($B3138>$F3138,0,IF($C3138>$G3138,0,ROUND(((($F3138-$B3138)/100)*(IF('DBH-Upgrade'!$K$6='DBH-Upgrade'!$K$8,$BZ3152,($BE3138/(($F3138-18)/100))))*$CH3152)+((($B3138-18)/100)*$CA3152*$CE3152*$CG3152),0)))","v":0},{"$f":"IF($B3138>$F3138,0,IF($C3138>$G3138,0,ROUND(((($F3138-$B3138)/100)*(IF('DBH-Upgrade'!$K$6='DBH-Upgrade'!$K$8,$BZ3152,($BE3138/(($F3138-18)/100))))*$CH3152)+((($B3138-18)/100)*$CA3152*$CD3152*$CG3152),0)))","v":0},{"$f":"IF($B3138>$F3138,0,IF($C3138>$G3138,0,ROUND(((($F3138-$B3138)/100)*(IF('DBH-Upgrade'!$K$6='DBH-Upgrade'!$K$8,$BZ3152,($BE3138/(($F3138-18)/100))))*$CH3152)+((($B3138-18)/100)*$CA3152*$CG3152),0)))","v":0},69,0,0,0,4.499858573860898E-2,0,0,0,3.969E-4,1.7345999999999999,4,5.7428799999999995E-4,{"$f":"IF($B3138>$F3138,0,IF($C3138>$G3138,0,ROUND((((($F3138-$B3138)/100)*IF('DBH-Upgrade'!$K$6='DBH-Upgrade'!$K$8,$CC3152,($BF3138/(($F3138-18)/100))))+((($B3138-18)/100)*$CB3152))*IF($E3138>50,IF($G3138=11,(1-(($E3138-50)*0.005)),IF($G3138=16,(1-(($E3138-50)*0.005)),IF($G3138=21,(1-(($E3138-50)*0.005)),1))),1)*$CE3152,0)))","v":0},{"$f":"IF($B3138>$F3138,0,IF($C3138>$G3138,0,ROUND((((($F3138-$B3138)/100)*IF('DBH-Upgrade'!$K$6='DBH-Upgrade'!$K$8,$CC3152,($BF3138/(($F3138-18)/100))))+((($B3138-18)/100)*$CB3152))*IF($E3138>50,IF($G3138=11,(1-(($E3138-50)*0.005)),IF($G3138=16,(1-(($E3138-50)*0.005)),IF($G3138=21,(1-(($E3138-50)*0.005)),1))),1)*$CD3152,0)))","v":0},{"$f":"IF($B3138>$F3138,0,IF($C3138>$G3138,0,ROUND((((($F3138-$B3138)/100)*IF('DBH-Upgrade'!$K$6='DBH-Upgrade'!$K$8,$CC3152,($BF3138/(($F3138-18)/100))))+((($B3138-18)/100)*$CB3152))*IF($E3138>50,IF($G3138=11,(1-(($E3138-50)*0.005)),IF($G3138=16,(1-(($E3138-50)*0.005)),IF($G3138=21,(1-(($E3138-50)*0.005)),1))),1),0)))","v":0},0.95,0.95,0.95,0,0,0,0,0,0,0,0,0,1.2,5.5,5.9,7.9,null,1178,null,0.68,null,null,0,13.2,15.1,21.85,null,1,1,1,0,0,0,null,0,0,0,1,2489,6098,791,92,0.75555534806492441,0.70383877729866806,null,1,1,0.99999999999999978,0.99999999999999978,null,0]
["2501001615",{"$f":"'DBH-Upgrade'!$K$8-$CL3146","v":70},15,2,50,100,16,16.5,0,26,30,44.1,1326.68,{"$f":"IF($B3146>$F3146,0,IF($C3146>$G3146,0,ROUND((((($F3146-$B3146)/100)*IF('DBH-Upgrade'!$K$6='DBH-Upgrade'!$K$8,$BZ3160,($BE3146/(($F3146-18)/100))))+((($B3146-18)/100)*$CA3160))*$CE3160,0)))","v":2326},{"$f":"IF($B3146>$F3146,0,IF($C3146>$G3146,0,ROUND((((($F3146-$B3146)/100)*IF('DBH-Upgrade'!$K$6='DBH-Upgrade'!$K$8,$BZ3160,($BE3146/(($F3146-18)/100))))+((($B3146-18)/100)*$CA3160))*$CD3160,0)))","v":2491},{"$f":"IF($B3146>$F3146,0,IF($C3146>$G3146,0,ROUND(((($F3146-$B3146)/100)*IF('DBH-Upgrade'!$K$6='DBH-Upgrade'!$K$8,$BZ3160,($BE3146/(($F3146-18)/100))))+((($B3146-18)/100)*$CA3160),0)))","v":3434},1.5,{"$f":"IF($G3146=10,1.08,IF($G3146=11,1.1,IF($G3146=15,1.08,IF($G3146=16,1.1,IF($G3146=20,1.08,IF($G3146=21,1.05))))))","v":1.1000000000000001},1.1000000000000001,1.1000000000000001,1327,{"$f":"IF($B3146>$F3146,0,IF($C3146>$G3146,0,ROUND(((($F3146-$B3146)/100)*(IF('DBH-Upgrade'!$K$6='DBH-Upgrade'!$K$8,$BZ3160,($BE3146/(($F3146-18)/100))))*$CH3160)+((($B3146-18)/100)*$CA3160*$CE3160*$CG3160),0)))","v":2639},{"$f":"IF($B3146>$F3146,0,IF($C3146>$G3146,0,ROUND(((($F3146-$B3146)/100)*(IF('DBH-Upgrade'!$K$6='DBH-Upgrade'!$K$8,$BZ3160,($BE3146/(($F3146-18)/100))))*$CH3160)+((($B3146-18)/100)*$CA3160*$CD3160*$CG3160),0)))","v":2758},{"$f":"IF($B3146>$F3146,0,IF($C3146>$G3146,0,ROUND(((($F3146-$B3146)/100)*(IF('DBH-Upgrade'!$K$6='DBH-Upgrade'!$K$8,$BZ3160,($BE3146/(($F3146-18)/100))))*$CH3160)+((($B3146-18)/100)*$CA3160*$CG3160),0)))","v":3434},114,227,237,295,0.2019659820945531,0.78392190652813776,0.8534722991447381,1.3144357673459985,{"$f":"IF($G3146=$CO$103,CP$103,IF($G3146=$CO$104,CP$104,IF($G3146=$CO$105,CP$105,IF($G3146=$CO$107,CP$107,IF($G3146=$CO$108,CP$108,IF($G3146=$CO$109,CP$109,IF($G3146=$CO$111,CP$111,IF($G3146=$CO$112,CP$112,IF($G3146=$CO$113,CP$113,IF($G3146=$CO$115,CP$115,IF($G3146=$CO$116,CP$116,IF($G3146=$CO$117,CP$117,IF($G3146=$CO$119,CP$119,IF($G3146=$CO$120,CP$120,))))))))))))))","v":2.0829999999999999E-4},{"$f":"IF($G3146=$CO$103,CQ$103,IF($G3146=$CO$104,CQ$104,IF($G3146=$CO$105,CQ$105,IF($G3146=$CO$107,CQ$107,IF($G3146=$CO$108,CQ$108,IF($G3146=$CO$109,CQ$109,IF($G3146=$CO$111,CQ$111,IF($G3146=$CO$112,CQ$112,IF($G3146=$CO$113,CQ$113,IF($G3146=$CO$115,CQ$115,IF($G3146=$CO$116,CQ$116,IF($G3146=$CO$117,CQ$117,IF($G3146=$CO$119,CQ$119,IF($G3146=$CO$120,CQ$120,))))))))))))))","v":1.724},{"$f":"IF($G3146=$CO$103,CR$103,IF($G3146=$CO$104,CR$104,IF($G3146=$CO$105,CR$105,IF($G3146=$CO$107,CR$107,IF($G3146=$CO$108,CR$108,IF($G3146=$CO$109,CR$109,IF($G3146=$CO$111,CR$111,IF($G3146=$CO$112,CR$112,IF($G3146=$CO$113,CR$113,IF($G3146=$CO$115,CR$115,IF($G3146=$CO$116,CR$116,IF($G3146=$CO$117,CR$117,IF($G3146=$CO$119,CR$119,IF($G3146=$CO$120,CR$120,))))))))))))))","v":4},{"$f":"IF($G3146=$CO$103,CS$103,IF($G3146=$CO$104,CS$104,IF($G3146=$CO$105,CS$105,IF($G3146=$CO$107,CS$107,IF($G3146=$CO$108,CS$108,IF($G3146=$CO$109,CS$109,IF($G3146=$CO$111,CS$111,IF($G3146=$CO$112,CS$112,IF($G3146=$CO$113,CS$113,IF($G3146=$CO$115,CS$115,IF($G3146=$CO$116,CS$116,IF($G3146=$CO$117,CS$117,IF($G3146=$CO$119,CS$119,IF($G3146=$CO$120,CS$120,))))))))))))))","v":1.392796E-3},{"$f":"IF($B3146>$F3146,0,IF($C3146>$G3146,0,ROUND((((($F3146-$B3146)/100)*IF('DBH-Upgrade'!$K$6='DBH-Upgrade'!$K$8,$CC3160,($BF3146/(($F3146-18)/100))))+((($B3146-18)/100)*$CB3160))*IF($E3146>50,IF($G3146=11,(1-(($E3146-50)*0.005)),IF($G3146=16,(1-(($E3146-50)*0.005)),IF($G3146=21,(1-(($E3146-50)*0.005)),1))),1)*$CE3160,0)))","v":271},{"$f":"IF($B3146>$F3146,0,IF($C3146>$G3146,0,ROUND((((($F3146-$B3146)/100)*IF('DBH-Upgrade'!$K$6='DBH-Upgrade'!$K$8,$CC3160,($BF3146/(($F3146-18)/100))))+((($B3146-18)/100)*$CB3160))*IF($E3146>50,IF($G3146=11,(1-(($E3146-50)*0.005)),IF($G3146=16,(1-(($E3146-50)*0.005)),IF($G3146=21,(1-(($E3146-50)*0.005)),1))),1)*$CD3160,0)))","v":290},{"$f":"IF($B3146>$F3146,0,IF($C3146>$G3146,0,ROUND((((($F3146-$B3146)/100)*IF('DBH-Upgrade'!$K$6='DBH-Upgrade'!$K$8,$CC3160,($BF3146/(($F3146-18)/100))))+((($B3146-18)/100)*$CB3160))*IF($E3146>50,IF($G3146=11,(1-(($E3146-50)*0.005)),IF($G3146=16,(1-(($E3146-50)*0.005)),IF($G3146=21,(1-(($E3146-50)*0.005)),1))),1),0)))","v":400},0.95,0.95,0.95,255,273,377,110,117,162,0.18826828954973734,0.21255069577288607,0.403260537937074,{"$f":"ROUND(IF(G3146=10,$CO$92*F3146,IF(G3146=11,$CO$93*F3146,IF(G3146=15,$CO$94*F3146,IF(G3146=16,$CO$95*F3146,IF(G3146=20,$CO$96*F3146,IF(G3146=21,$CO$97*F3146,)))))),1)","v":2},5.5,5.9,7.9,null,1951,null,0.68,null,null,0,13.2,15.1,21.85,null,1,1,1,{"$f":"AQ3146/BO3146","v":255},{"$f":"AR3146/BP3146","v":273},{"$f":"AS3146/BQ3146","v":377},null,{"$f":"BR3146-AQ3146","v":0},{"$f":"BS3146-AR3146","v":0},{"$f":"BT3146-AS3146","v":0},1,{"$error":"#VALUE!"},0,0,{"$error":"#VALUE!"},0.82845886137907021,0.77133936020072458,null,1,1,0.99999999999999978,0.99999999999999978,null,0]
["2501201115",{"$f":"'DBH-Upgrade'!$K$8-$CL3156","v":70},15,2,50,120,11,11.5,0,26,30,44.8,1068.28,{"$f":"IF($B3156>$F3156,0,IF($C3156>$G3156,0,ROUND((((($F3156-$B3156)/100)*IF('DBH-Upgrade'!$K$6='DBH-Upgrade'!$K$8,$BZ3170,($BE3156/(($F3156-18)/100))))+((($B3156-18)/100)*$CA3170))*$CE3170,0)))","v":0},{"$f":"IF($B3156>$F3156,0,IF($C3156>$G3156,0,ROUND((((($F3156-$B3156)/100)*IF('DBH-Upgrade'!$K$6='DBH-Upgrade'!$K$8,$BZ3170,($BE3156/(($F3156-18)/100))))+((($B3156-18)/100)*$CA3170))*$CD3170,0)))","v":0},{"$f":"IF($B3156>$F3156,0,IF($C3156>$G3156,0,ROUND(((($F3156-$B3156)/100)*IF('DBH-Upgrade'!$K$6='DBH-Upgrade'!$K$8,$BZ3170,($BE3156/(($F3156-18)/100))))+((($B3156-18)/100)*$CA3170),0)))","v":0},1.5,1.1000000000000001,1.1000000000000001,1.1000000000000001,1068,{"$f":"IF($B3156>$F3156,0,IF($C3156>$G3156,0,ROUND(((($F3156-$B3156)/100)*(IF('DBH-Upgrade'!$K$6='DBH-Upgrade'!$K$8,$BZ3170,($BE3156/(($F3156-18)/100))))*$CH3170)+((($B3156-18)/100)*$CA3170*$CE3170*$CG3170),0)))","v":0},{"$f":"IF($B3156>$F3156,0,IF($C3156>$G3156,0,ROUND(((($F3156-$B3156)/100)*(IF('DBH-Upgrade'!$K$6='DBH-Upgrade'!$K$8,$BZ3170,($BE3156/(($F3156-18)/100))))*$CH3170)+((($B3156-18)/100)*$CA3170*$CD3170*$CG3170),0)))","v":0},{"$f":"IF($B3156>$F3156,0,IF($C3156>$G3156,0,ROUND(((($F3156-$B3156)/100)*(IF('DBH-Upgrade'!$K$6='DBH-Upgrade'!$K$8,$BZ3170,($BE3156/(($F3156-18)/100))))*$CH3170)+((($B3156-18)/100)*$CA3170*$CG3170),0)))","v":0},92,0,0,0,8.9516620802245747E-2,0,0,0,3.969E-4,1.7345999999999999,4,5.7428799999999995E-4,{"$f":"IF($B3156>$F3156,0,IF($C3156>$G3156,0,ROUND((((($F3156-$B3156)/100)*IF('DBH-Upgrade'!$K$6='DBH-Upgrade'!$K$8,$CC3170,($BF3156/(($F3156-18)/100))))+((($B3156-18)/100)*$CB3170))*IF($E3156>50,IF($G3156=11,(1-(($E3156-50)*0.005)),IF($G3156=16,(1-(($E3156-50)*0.005)),IF($G3156=21,(1-(($E3156-50)*0.005)),1))),1)*$CE3170,0)))","v":0},{"$f":"IF($B3156>$F3156,0,IF($C3156>$G3156,0,ROUND((((($F3156-$B3156)/100)*IF('DBH-Upgrade'!$K$6='DBH-Upgrade'!$K$8,$CC3170,($BF3156/(($F3156-18)/100))))+((($B3156-18)/100)*$CB3170))*IF($E3156>50,IF($G3156=11,(1-(($E3156-50)*0.005)),IF($G3156=16,(1-(($E3156-50)*0.005)),IF($G3156=21,(1-(($E3156-50)*0.005)),1))),1)*$CD3170,0)))","v":0},{"$f":"IF($B3156>$F3156,0,IF($C3156>$G3156,0,ROUND((((($F3156-$B3156)/100)*IF('DBH-Upgrade'!$K$6='DBH-Upgrade'!$K$8,$CC3170,($BF3156/(($F3156-18)/100))))+((($B3156-18)/100)*$CB3170))*IF($E3156>50,IF($G3156=11,(1-(($E3156-50)*0.005)),IF($G3156=16,(1-(($E3156-50)*0.005)),IF($G3156=21,(1-(($E3156-50)*0.005)),1))),1),0)))","v":0},0.95,0.95,0.95,0,0,0,0,0,0,0,0,0,1.6,5.5,5.9,7.9,null,1571,null,0.68,null,null,0,13.2,15.1,21.85,null,1,1,1,0,0,0,null,0,0,0,1,2489,6098,791,92,0.73429802939744349,0.68540112539231846,null,1,1,0.99999999999999978,0.99999999999999978,null,0]
["2501201615",{"$f":"'DBH-Upgrade'!$K$8-$CL3158","v":70},15,2,50,120,16,16.5,0,26,30,44.8,1591.88,{"$f":"IF($B3158>$F3158,0,IF($C3158>$G3158,0,ROUND((((($F3158-$B3158)/100)*IF('DBH-Upgrade'!$K$6='DBH-Upgrade'!$K$8,$BZ3172,($BE3158/(($F3158-18)/100))))+((($B3158-18)/100)*$CA3172))*$CE3172,0)))","v":2739},{"$f":"IF($B3158>$F3158,0,IF($C3158>$G3158,0,ROUND((((($F3158-$B3158)/100)*IF('DBH-Upgrade'!$K$6='DBH-Upgrade'!$K$8,$BZ3172,($BE3158/(($F3158-18)/100))))+((($B3158-18)/100)*$CA3172))*$CD3172,0)))","v":2934},{"$f":"IF($B3158>$F3158,0,IF($C3158>$G3158,0,ROUND(((($F3158-$B3158)/100)*IF('DBH-Upgrade'!$K$6='DBH-Upgrade'!$K$8,$BZ3172,($BE3158/(($F3158-18)/100))))+((($B3158-18)/100)*$CA3172),0)))","v":4081},1.5,1.1000000000000001,1.1000000000000001,1.1000000000000001,1592,{"$f":"IF($B3158>$F3158,0,IF($C3158>$G3158,0,ROUND(((($F3158-$B3158)/100)*(IF('DBH-Upgrade'!$K$6='DBH-Upgrade'!$K$8,$BZ3172,($BE3158/(($F3158-18)/100))))*$CH3172)+((($B3158-18)/100)*$CA3172*$CE3172*$CG3172),0)))","v":3272},{"$f":"IF($B3158>$F3158,0,IF($C3158>$G3158,0,ROUND(((($F3158-$B3158)/100)*(IF('DBH-Upgrade'!$K$6='DBH-Upgrade'!$K$8,$BZ3172,($BE3158/(($F3158-18)/100))))*$CH3172)+((($B3158-18)/100)*$CA3172*$CD3172*$CG3172),0)))","v":3389},{"$f":"IF($B3158>$F3158,0,IF($C3158>$G3158,0,ROUND(((($F3158-$B3158)/100)*(IF('DBH-Upgrade'!$K$6='DBH-Upgrade'!$K$8,$BZ3172,($BE3158/(($F3158-18)/100))))*$CH3172)+((($B3158-18)/100)*$CA3172*$CG3172),0)))","v":4081},137,281,291,351,0.29780976655361691,1.2213883617545747,1.3083873769951244,1.8923606762894036,2.0829999999999999E-4,1.724,4,1.392796E-3,{"$f":"IF($B3158>$F3158,0,IF($C3158>$G3158,0,ROUND((((($F3158-$B3158)/100)*IF('DBH-Upgrade'!$K$6='DBH-Upgrade'!$K$8,$CC3172,($BF3158/(($F3158-18)/100))))+((($B3158-18)/100)*$CB3172))*IF($E3158>50,IF($G3158=11,(1-(($E3158-50)*0.005)),IF($G3158=16,(1-(($E3158-50)*0.005)),IF($G3158=21,(1-(($E3158-50)*0.005)),1))),1)*$CE3172,0)))","v":278},{"$f":"IF($B3158>$F3158,0,IF($C3158>$G3158,0,ROUND((((($F3158-$B3158)/100)*IF('DBH-Upgrade'!$K$6='DBH-Upgrade'!$K$8,$CC3172,($BF3158/(($F3158-18)/100))))+((($B3158-18)/100)*$CB3172))*IF($E3158>50,IF($G3158=11,(1-(($E3158-50)*0.005)),IF($G3158=16,(1-(($E3158-50)*0.005)),IF($G3158=21,(1-(($E3158-50)*0.005)),1))),1)*$CD3172,0)))","v":298},{"$f":"IF($B3158>$F3158,0,IF($C3158>$G3158,0,ROUND((((($F3158-$B3158)/100)*IF('DBH-Upgrade'!$K$6='DBH-Upgrade'!$K$8,$CC3172,($BF3158/(($F3158-18)/100))))+((($B3158-18)/100)*$CB3172))*IF($E3158>50,IF($G3158=11,(1-(($E3158-50)*0.005)),IF($G3158=16,(1-(($E3158-50)*0.005)),IF($G3158=21,(1-(($E3158-50)*0.005)),1))),1),0)))","v":415},0.95,0.95,0.95,253,271,377,109,117,162,0.1902333687724167,0.21855631451627069,0.41378522563377351,2.4,5.5,5.9,7.9,null,2341,null,0.68,null,null,0,13.2,15.1,21.85,null,1,1,1,253,271,377,null,0,0,0,1,{"$error":"#VALUE!"},0,0,{"$error":"#VALUE!"},0.81466996609637188,0.75619868948084668,null,1,1,0.99999999999999978,0.99999999999999978,null,0]
["2501402115",{"$f":"'DBH-Upgrade'!$K$8-$CL3166","v":70},15,2,50,140,21,21.5,0,26,30,45.4,2872,{"$f":"IF($B3166>$F3166,0,IF($C3166>$G3166,0,ROUND((((($F3166-$B3166)/100)*IF('DBH-Upgrade'!$K$6='DBH-Upgrade'!$K$8,$BZ3180,($BE3166/(($F3166-18)/100))))+((($B3166-18)/100)*$CA3180))*$CE3180,0)))","v":3270},{"$f":"IF($B3166>$F3166,0,IF($C3166>$G3166,0,ROUND((((($F3166-$B3166)/100)*IF('DBH-Upgrade'!$K$6='DBH-Upgrade'!$K$8,$BZ3180,($BE3166/(($F3166-18)/100))))+((($B3166-18)/100)*$CA3180))*$CD3180,0)))","v":3502},{"$f":"IF($B3166>$F3166,0,IF($C3166>$G3166,0,ROUND(((($F3166-$B3166)/100)*IF('DBH-Upgrade'!$K$6='DBH-Upgrade'!$K$8,$BZ3180,($BE3166/(($F3166-18)/100))))+((($B3166-18)/100)*$CA3180),0)))","v":4913},1.5,1.05,1.05,1.05,2872,{"$f":"IF($B3166>$F3166,0,IF($C3166>$G3166,0,ROUND(((($F3166-$B3166)/100)*(IF('DBH-Upgrade'!$K$6='DBH-Upgrade'!$K$8,$BZ3180,($BE3166/(($F3166-18)/100))))*$CH3180)+((($B3166-18)/100)*$CA3180*$CE3180*$CG3180),0)))","v":3853},{"$f":"IF($B3166>$F3166,0,IF($C3166>$G3166,0,ROUND(((($F3166-$B3166)/100)*(IF('DBH-Upgrade'!$K$6='DBH-Upgrade'!$K$8,$BZ3180,($BE3166/(($F3166-18)/100))))*$CH3180)+((($B3166-18)/100)*$CA3180*$CD3180*$CG3180),0)))","v":4002},{"$f":"IF($B3166>$F3166,0,IF($C3166>$G3166,0,ROUND(((($F3166-$B3166)/100)*(IF('DBH-Upgrade'!$K$6='DBH-Upgrade'!$K$8,$BZ3180,($BE3166/(($F3166-18)/100))))*$CH3180)+((($B3166-18)/100)*$CA3180*$CG3180),0)))","v":4913},247,331,344,423,0.39025014098590649,0.68919040519385644,0.7428113986344288,1.1107862721909598,1.2760000000000001E-4,1.7219,4,5.1420100000000005E-4,{"$f":"IF($B3166>$F3166,0,IF($C3166>$G3166,0,ROUND((((($F3166-$B3166)/100)*IF('DBH-Upgrade'!$K$6='DBH-Upgrade'!$K$8,$CC3180,($BF3166/(($F3166-18)/100))))+((($B3166-18)/100)*$CB3180))*IF($E3166>50,IF($G3166=11,(1-(($E3166-50)*0.005)),IF($G3166=16,(1-(($E3166-50)*0.005)),IF($G3166=21,(1-(($E3166-50)*0.005)),1))),1)*$CE3180,0)))","v":317},{"$f":"IF($B3166>$F3166,0,IF($C3166>$G3166,0,ROUND((((($F3166-$B3166)/100)*IF('DBH-Upgrade'!$K$6='DBH-Upgrade'!$K$8,$CC3180,($BF3166/(($F3166-18)/100))))+((($B3166-18)/100)*$CB3180))*IF($E3166>50,IF($G3166=11,(1-(($E3166-50)*0.005)),IF($G3166=16,(1-(($E3166-50)*0.005)),IF($G3166=21,(1-(($E3166-50)*0.005)),1))),1)*$CD3180,0)))","v":339},{"$f":"IF($B3166>$F3166,0,IF($C3166>$G3166,0,ROUND((((($F3166-$B3166)/100)*IF('DBH-Upgrade'!$K$6='DBH-Upgrade'!$K$8,$CC3180,($BF3166/(($F3166-18)/100))))+((($B3166-18)/100)*$CB3180))*IF($E3166>50,IF($G3166=11,(1-(($E3166-50)*0.005)),IF($G3166=16,(1-(($E3166-50)*0.005)),IF($G3166=21,(1-(($E3166-50)*0.005)),1))),1),0)))","v":476},0.85,0.85,0.85,274,293,411,118,126,177,9.3376729392859167E-2,0.10598875658671821,0.20452858530985907,3.7,5.5,5.9,7.9,null,3590,null,0.8,null,null,0,13.2,15.1,21.85,null,1,1,1,274,293,411,null,0,0,0,1,3238,4735,725,75,0.72541359909535208,0.67746340042029107,null,1,1,0.99999999999999978,0.99999999999999978,null,0]
["2501802115",{"$f":"'DBH-Upgrade'!$K$8-$CL3178","v":50},15,2,50,180,21,21.5,0,26,30,46.4,3692,{"$f":"IF($B3178>$F3178,0,IF($C3178>$G3178,0,ROUND((((($F3178-$B3178)/100)*IF('DBH-Upgrade'!$K$6='DBH-Upgrade'!$K$8,$BZ3192,($BE3178/(($F3178-18)/100))))+((($B3178-18)/100)*$CA3192))*$CE3192,0)))","v":3408},{"$f":"IF($B3178>$F3178,0,IF($C3178>$G3178,0,ROUND((((($F3178-$B3178)/100)*IF('DBH-Upgrade'!$K$6='DBH-Upgrade'!$K$8,$BZ3192,($BE3178/(($F3178-18)/100))))+((($B3178-18)/100)*$CA3192))*$CD3192,0)))","v":3639},{"$f":"IF($B3178>$F3178,0,IF($C3178>$G3178,0,ROUND(((($F3178-$B3178)/100)*IF('DBH-Upgrade'!$K$6='DBH-Upgrade'!$K$8,$BZ3192,($BE3178/(($F3178-18)/100))))+((($B3178-18)/100)*$CA3192),0)))","v":5187},1.5,1.05,1.05,1.05,3692,{"$f":"IF($B3178>$F3178,0,IF($C3178>$G3178,0,ROUND(((($F3178-$B3178)/100)*(IF('DBH-Upgrade'!$K$6='DBH-Upgrade'!$K$8,$BZ3192,($BE3178/(($F3178-18)/100))))*$CH3192)+((($B3178-18)/100)*$CA3192*$CE3192*$CG3192),0)))","v":4518},{"$f":"IF($B3178>$F3178,0,IF($C3178>$G3178,0,ROUND(((($F3178-$B3178)/100)*(IF('DBH-Upgrade'!$K$6='DBH-Upgrade'!$K$8,$BZ3192,($BE3178/(($F3178-18)/100))))*$CH3192)+((($B3178-18)/100)*$CA3192*$CD3192*$CG3192),0)))","v":4605},{"$f":"IF($B3178>$F3178,0,IF($C3178>$G3178,0,ROUND(((($F3178-$B3178)/100)*(IF('DBH-Upgrade'!$K$6='DBH-Upgrade'!$K$8,$BZ3192,($BE3178/(($F3178-18)/100))))*$CH3192)+((($B3178-18)/100)*$CA3192*$CG3192),0)))","v":5187},318,389,396,446,0.67828537660671862,1.0012206018209007,1.0363546405529349,1.3044270131863041,1.2760000000000001E-4,1.7219,4,5.1420100000000005E-4,{"$f":"IF($B3178>$F3178,0,IF($C3178>$G3178,0,ROUND((((($F3178-$B3178)/100)*IF('DBH-Upgrade'!$K$6='DBH-Upgrade'!$K$8,$CC3192,($BF3178/(($F3178-18)/100))))+((($B3178-18)/100)*$CB3192))*IF($E3178>50,IF($G3178=11,(1-(($E3178-50)*0.005)),IF($G3178=16,(1-(($E3178-50)*0.005)),IF($G3178=21,(1-(($E3178-50)*0.005)),1))),1)*$CE3192,0)))","v":245},{"$f":"IF($B3178>$F3178,0,IF($C3178>$G3178,0,ROUND((((($F3178-$B3178)/100)*IF('DBH-Upgrade'!$K$6='DBH-Upgrade'!$K$8,$CC3192,($BF3178/(($F3178-18)/100))))+((($B3178-18)/100)*$CB3192))*IF($E3178>50,IF($G3178=11,(1-(($E3178-50)*0.005)),IF($G3178=16,(1-(($E3178-50)*0.005)),IF($G3178=21,(1-(($E3178-50)*0.005)),1))),1)*$CD3192,0)))","v":261},{"$f":"IF($B3178>$F3178,0,IF($C3178>$G3178,0,ROUND((((($F3178-$B3178)/100)*IF('DBH-Upgrade'!$K$6='DBH-Upgrade'!$K$8,$CC3192,($BF3178/(($F3178-18)/100))))+((($B3178-18)/100)*$CB3192))*IF($E3178>50,IF($G3178=11,(1-(($E3178-50)*0.005)),IF($G3178=16,(1-(($E3178-50)*0.005)),IF($G3178=21,(1-(($E3178-50)*0.005)),1))),1),0)))","v":373},0.85,0.85,0.85,166,178,253,71,77,109,3.8163282067136463E-2,4.4551134311998794E-2,8.6566103900234004E-2,4.8,5.5,5.9,7.9,null,4615,null,0.8,null,null,0,13.2,15.1,21.85,null,1,1,1,166,178,253,null,0,0,0,1,3238,4735,725,75,0.7127093372490777,0.66550507053605756,null,1,1,0.99999999999999978,0.99999999999999978,null,20]
["2502001015",{"$f":"'DBH-Upgrade'!$K$8-$CL3179","v":70},15,2,50,200,10,11.5,0,26,30,47.1,1735.2,{"$f":"IF($B3179>$F3179,0,IF($C3179>$G3179,0,ROUND((((($F3179-$B3179)/100)*IF('DBH-Upgrade'!$K$6='DBH-Upgrade'!$K$8,$BZ3193,($BE3179/(($F3179-18)/100))))+((($B3179-18)/100)*$CA3193))*$CE3193,0)))","v":0},{"$f":"IF($B3179>$F3179,0,IF($C3179>$G3179,0,ROUND((((($F3179-$B3179)/100)*IF('DBH-Upgrade'!$K$6='DBH-Upgrade'!$K$8,$BZ3193,($BE3179/(($F3179-18)/100))))+((($B3179-18)/100)*$CA3193))*$CD3193,0)))","v":0},{"$f":"IF($B3179>$F3179,0,IF($C3179>$G3179,0,ROUND(((($F3179-$B3179)/100)*IF('DBH-Upgrade'!$K$6='DBH-Upgrade'!$K$8,$BZ3193,($BE3179/(($F3179-18)/100))))+((($B3179-18)/100)*$CA3193),0)))","v":0},1.5,1.08,1.08,1.08,1735,{"$f":"IF($B3179>$F3179,0,IF($C3179>$G3179,0,ROUND(((($F3179-$B3179)/100)*(IF('DBH-Upgrade'!$K$6='DBH-Upgrade'!$K$8,$BZ3193,($BE3179/(($F3179-18)/100))))*$CH3193)+((($B3179-18)/100)*$CA3193*$CE3193*$CG3193),0)))","v":0},{"$f":"IF($B3179>$F3179,0,IF($C3179>$G3179,0,ROUND(((($F3179-$B3179)/100)*(IF('DBH-Upgrade'!$K$6='DBH-Upgrade'!$K$8,$BZ3193,($BE3179/(($F3179-18)/100))))*$CH3193)+((($B3179-18)/100)*$CA3193*$CD3193*$CG3193),0)))","v":0},{"$f":"IF($B3179>$F3179,0,IF($C3179>$G3179,0,ROUND(((($F3179-$B3179)/100)*(IF('DBH-Upgrade'!$K$6='DBH-Upgrade'!$K$8,$BZ3193,($BE3179/(($F3179-18)/100))))*$CH3193)+((($B3179-18)/100)*$CA3193*$CG3193),0)))","v":0},149,0,0,0,0.16486591860930541,0,0,0,3.969E-4,1.7345999999999999,2,3.6734700000000002E-4,{"$f":"IF($B3179>$F3179,0,IF($C3179>$G3179,0,ROUND((((($F3179-$B3179)/100)*IF('DBH-Upgrade'!$K$6='DBH-Upgrade'!$K$8,$CC3193,($BF3179/(($F3179-18)/100))))+((($B3179-18)/100)*$CB3193))*IF($E3179>50,IF($G3179=11,(1-(($E3179-50)*0.005)),IF($G3179=16,(1-(($E3179-50)*0.005)),IF($G3179=21,(1-(($E3179-50)*0.005)),1))),1)*$CE3193,0)))","v":0},{"$f":"IF($B3179>$F3179,0,IF($C3179>$G3179,0,ROUND((((($F3179-$B3179)/100)*IF('DBH-Upgrade'!$K$6='DBH-Upgrade'!$K$8,$CC3193,($BF3179/(($F3179-18)/100))))+((($B3179-18)/100)*$CB3193))*IF($E3179>50,IF($G3179=11,(1-(($E3179-50)*0.005)),IF($G3179=16,(1-(($E3179-50)*0.005)),IF($G3179=21,(1-(($E3179-50)*0.005)),1))),1)*$CD3193,0)))","v":0},{"$f":"IF($B3179>$F3179,0,IF($C3179>$G3179,0,ROUND((((($F3179-$B3179)/100)*IF('DBH-Upgrade'!$K$6='DBH-Upgrade'!$K$8,$CC3193,($BF3179/(($F3179-18)/100))))+((($B3179-18)/100)*$CB3193))*IF($E3179>50,IF($G3179=11,(1-(($E3179-50)*0.005)),IF($G3179=16,(1-(($E3179-50)*0.005)),IF($G3179=21,(1-(($E3179-50)*0.005)),1))),1),0)))","v":0},0.98,0.98,0.98,0,0,0,0,0,0,0,0,0,1.3,5.5,5.9,7.9,null,{"$f":"$BE534","v":1928},null,0.9,null,null,0,13.2,15.1,21.85,null,1,1,1,0,0,0,null,0,0,0,1,2298,4062,502,78,0.79292312789827257,0.73211718284521199,null,1,1,0.99999999999999978,0.99999999999999978,null,0]
["2502201115",{"$f":"'DBH-Upgrade'!$K$8-$CL3186","v":70},15,2,50,220,11,11.5,0,26,30,47.8,1958.4,{"$f":"IF($B3186>$F3186,0,IF($C3186>$G3186,0,ROUND((((($F3186-$B3186)/100)*IF('DBH-Upgrade'!$K$6='DBH-Upgrade'!$K$8,$BZ3200,($BE3186/(($F3186-18)/100))))+((($B3186-18)/100)*$CA3200))*$CE3200,0)))","v":0},{"$f":"IF($B3186>$F3186,0,IF($C3186>$G3186,0,ROUND((((($F3186-$B3186)/100)*IF('DBH-Upgrade'!$K$6='DBH-Upgrade'!$K$8,$BZ3200,($BE3186/(($F3186-18)/100))))+((($B3186-18)/100)*$CA3200))*$CD3200,0)))","v":0},{"$f":"IF($B3186>$F3186,0,IF($C3186>$G3186,0,ROUND(((($F3186-$B3186)/100)*IF('DBH-Upgrade'!$K$6='DBH-Upgrade'!$K$8,$BZ3200,($BE3186/(($F3186-18)/100))))+((($B3186-18)/100)*$CA3200),0)))","v":0},1.5,1.1000000000000001,1.1000000000000001,1.1000000000000001,1958,{"$f":"IF($B3186>$F3186,0,IF($C3186>$G3186,0,ROUND(((($F3186-$B3186)/100)*(IF('DBH-Upgrade'!$K$6='DBH-Upgrade'!$K$8,$BZ3200,($BE3186/(($F3186-18)/100))))*$CH3200)+((($B3186-18)/100)*$CA3200*$CE3200*$CG3200),0)))","v":0},{"$f":"IF($B3186>$F3186,0,IF($C3186>$G3186,0,ROUND(((($F3186-$B3186)/100)*(IF('DBH-Upgrade'!$K$6='DBH-Upgrade'!$K$8,$BZ3200,($BE3186/(($F3186-18)/100))))*$CH3200)+((($B3186-18)/100)*$CA3200*$CD3200*$CG3200),0)))","v":0},{"$f":"IF($B3186>$F3186,0,IF($C3186>$G3186,0,ROUND(((($F3186-$B3186)/100)*(IF('DBH-Upgrade'!$K$6='DBH-Upgrade'!$K$8,$BZ3200,($BE3186/(($F3186-18)/100))))*$CH3200)+((($B3186-18)/100)*$CA3200*$CG3200),0)))","v":0},168,0,0,0,0.39059104247648951,0,0,0,3.969E-4,1.7345999999999999,4,5.7428799999999995E-4,{"$f":"IF($B3186>$F3186,0,IF($C3186>$G3186,0,ROUND((((($F3186-$B3186)/100)*IF('DBH-Upgrade'!$K$6='DBH-Upgrade'!$K$8,$CC3200,($BF3186/(($F3186-18)/100))))+((($B3186-18)/100)*$CB3200))*IF($E3186>50,IF($G3186=11,(1-(($E3186-50)*0.005)),IF($G3186=16,(1-(($E3186-50)*0.005)),IF($G3186=21,(1-(($E3186-50)*0.005)),1))),1)*$CE3200,0)))","v":0},{"$f":"IF($B3186>$F3186,0,IF($C3186>$G3186,0,ROUND((((($F3186-$B3186)/100)*IF('DBH-Upgrade'!$K$6='DBH-Upgrade'!$K$8,$CC3200,($BF3186/(($F3186-18)/100))))+((($B3186-18)/100)*$CB3200))*IF($E3186>50,IF($G3186=11,(1-(($E3186-50)*0.005)),IF($G3186=16,(1-(($E3186-50)*0.005)),IF($G3186=21,(1-(($E3186-50)*0.005)),1))),1)*$CD3200,0)))","v":0},{"$f":"IF($B3186>$F3186,0,IF($C3186>$G3186,0,ROUND((((($F3186-$B3186)/100)*IF('DBH-Upgrade'!$K$6='DBH-Upgrade'!$K$8,$CC3200,($BF3186/(($F3186-18)/100))))+((($B3186-18)/100)*$CB3200))*IF($E3186>50,IF($G3186=11,(1-(($E3186-50)*0.005)),IF($G3186=16,(1-(($E3186-50)*0.005)),IF($G3186=21,(1-(($E3186-50)*0.005)),1))),1),0)))","v":0},0.95,0.95,0.95,0,0,0,0,0,0,0,0,0,2.9,5.5,5.9,7.9,null,2880,null,0.68,null,null,0,13.2,15.1,21.85,null,1,1,1,0,0,0,null,0,0,0,1,2489,6098,791,92,0.70153112340864476,0.65706930534609798,null,1,1,0.99999999999999978,0.99999999999999978,null,0]
["2502601115",{"$f":"'DBH-Upgrade'!$K$8-$CL3198","v":70},15,2,50,260,11,11.5,0,26,30,48.1,{"$f":"BE3198*BG3198","v":2314.04},{"$f":"IF($B3198>$F3198,0,IF($C3198>$G3198,0,ROUND((((($F3198-$B3198)/100)*IF('DBH-Upgrade'!$K$6='DBH-Upgrade'!$K$8,$BZ3212,($BE3198/(($F3198-18)/100))))+((($B3198-18)/100)*$CA3212))*$CE3212,0)))","v":0},{"$f":"IF($B3198>$F3198,0,IF($C3198>$G3198,0,ROUND((((($F3198-$B3198)/100)*IF('DBH-Upgrade'!$K$6='DBH-Upgrade'!$K$8,$BZ3212,($BE3198/(($F3198-18)/100))))+((($B3198-18)/100)*$CA3212))*$CD3212,0)))","v":0},{"$f":"IF($B3198>$F3198,0,IF($C3198>$G3198,0,ROUND(((($F3198-$B3198)/100)*IF('DBH-Upgrade'!$K$6='DBH-Upgrade'!$K$8,$BZ3212,($BE3198/(($F3198-18)/100))))+((($B3198-18)/100)*$CA3212),0)))","v":0},1.5,1.1000000000000001,1.1000000000000001,1.1000000000000001,2314,{"$f":"IF($B3198>$F3198,0,IF($C3198>$G3198,0,ROUND(((($F3198-$B3198)/100)*(IF('DBH-Upgrade'!$K$6='DBH-Upgrade'!$K$8,$BZ3212,($BE3198/(($F3198-18)/100))))*$CH3212)+((($B3198-18)/100)*$CA3212*$CE3212*$CG3212),0)))","v":0},{"$f":"IF($B3198>$F3198,0,IF($C3198>$G3198,0,ROUND(((($F3198-$B3198)/100)*(IF('DBH-Upgrade'!$K$6='DBH-Upgrade'!$K$8,$BZ3212,($BE3198/(($F3198-18)/100))))*$CH3212)+((($B3198-18)/100)*$CA3212*$CD3212*$CG3212),0)))","v":0},{"$f":"IF($B3198>$F3198,0,IF($C3198>$G3198,0,ROUND(((($F3198-$B3198)/100)*(IF('DBH-Upgrade'!$K$6='DBH-Upgrade'!$K$8,$BZ3212,($BE3198/(($F3198-18)/100))))*$CH3212)+((($B3198-18)/100)*$CA3212*$CG3212),0)))","v":0},199,0,0,0,0.59422757798627512,0,0,0,3.969E-4,1.7345999999999999,4,5.7428799999999995E-4,{"$f":"IF($B3198>$F3198,0,IF($C3198>$G3198,0,ROUND((((($F3198-$B3198)/100)*IF('DBH-Upgrade'!$K$6='DBH-Upgrade'!$K$8,$CC3212,($BF3198/(($F3198-18)/100))))+((($B3198-18)/100)*$CB3212))*IF($E3198>50,IF($G3198=11,(1-(($E3198-50)*0.005)),IF($G3198=16,(1-(($E3198-50)*0.005)),IF($G3198=21,(1-(($E3198-50)*0.005)),1))),1)*$CE3212,0)))","v":0},{"$f":"IF($B3198>$F3198,0,IF($C3198>$G3198,0,ROUND((((($F3198-$B3198)/100)*IF('DBH-Upgrade'!$K$6='DBH-Upgrade'!$K$8,$CC3212,($BF3198/(($F3198-18)/100))))+((($B3198-18)/100)*$CB3212))*IF($E3198>50,IF($G3198=11,(1-(($E3198-50)*0.005)),IF($G3198=16,(1-(($E3198-50)*0.005)),IF($G3198=21,(1-(($E3198-50)*0.005)),1))),1)*$CD3212,0)))","v":0},{"$f":"IF($B3198>$F3198,0,IF($C3198>$G3198,0,ROUND((((($F3198-$B3198)/100)*IF('DBH-Upgrade'!$K$6='DBH-Upgrade'!$K$8,$CC3212,($BF3198/(($F3198-18)/100))))+((($B3198-18)/100)*$CB3212))*IF($E3198>50,IF($G3198=11,(1-(($E3198-50)*0.005)),IF($G3198=16,(1-(($E3198-50)*0.005)),IF($G3198=21,(1-(($E3198-50)*0.005)),1))),1),0)))","v":0},0.95,0.95,0.95,0,0,0,0,0,0,0,0,0,3.5,5.5,5.9,7.9,null,3403,null,0.68,null,null,0,13.2,15.1,21.85,null,1,1,1,0,0,0,null,0,0,0,1,2489,6098,791,92,0.69291747680457172,0.65762042960065581,null,1,1,0.99999999999999978,0.99999999999999978,null,0]
["2502601615",{"$f":"'DBH-Upgrade'!$K$8-$CL3200","v":50},15,2,50,260,16,16.5,0,26,30,48.1,3449.6400000000003,{"$f":"IF($B3200>$F3200,0,IF($C3200>$G3200,0,ROUND((((($F3200-$B3200)/100)*IF('DBH-Upgrade'!$K$6='DBH-Upgrade'!$K$8,$BZ3214,($BE3200/(($F3200-18)/100))))+((($B3200-18)/100)*$CA3214))*$CE3214,0)))","v":5471},{"$f":"IF($B3200>$F3200,0,IF($C3200>$G3200,0,ROUND((((($F3200-$B3200)/100)*IF('DBH-Upgrade'!$K$6='DBH-Upgrade'!$K$8,$BZ3214,($BE3200/(($F3200-18)/100))))+((($B3200-18)/100)*$CA3214))*$CD3214,0)))","v":5670},{"$f":"IF($B3200>$F3200,0,IF($C3200>$G3200,0,ROUND(((($F3200-$B3200)/100)*IF('DBH-Upgrade'!$K$6='DBH-Upgrade'!$K$8,$BZ3214,($BE3200/(($F3200-18)/100))))+((($B3200-18)/100)*$CA3214),0)))","v":8315},1.5,1.1000000000000001,1.1000000000000001,1.1000000000000001,3450,{"$f":"IF($B3200>$F3200,0,IF($C3200>$G3200,0,ROUND(((($F3200-$B3200)/100)*(IF('DBH-Upgrade'!$K$6='DBH-Upgrade'!$K$8,$BZ3214,($BE3200/(($F3200-18)/100))))*$CH3214)+((($B3200-18)/100)*$CA3214*$CE3214*$CG3214),0)))","v":7797},{"$f":"IF($B3200>$F3200,0,IF($C3200>$G3200,0,ROUND(((($F3200-$B3200)/100)*(IF('DBH-Upgrade'!$K$6='DBH-Upgrade'!$K$8,$BZ3214,($BE3200/(($F3200-18)/100))))*$CH3214)+((($B3200-18)/100)*$CA3214*$CD3214*$CG3214),0)))","v":7833},{"$f":"IF($B3200>$F3200,0,IF($C3200>$G3200,0,ROUND(((($F3200-$B3200)/100)*(IF('DBH-Upgrade'!$K$6='DBH-Upgrade'!$K$8,$BZ3214,($BE3200/(($F3200-18)/100))))*$CH3214)+((($B3200-18)/100)*$CA3214*$CG3214),0)))","v":8315},297,671,674,715,1.5714817808584867,7.6433871118935821,7.7100265313972569,8.6491106469603185,2.0829999999999999E-4,1.724,4,1.392796E-3,{"$f":"IF($B3200>$F3200,0,IF($C3200>$G3200,0,ROUND((((($F3200-$B3200)/100)*IF('DBH-Upgrade'!$K$6='DBH-Upgrade'!$K$8,$CC3214,($BF3200/(($F3200-18)/100))))+((($B3200-18)/100)*$CB3214))*IF($E3200>50,IF($G3200=11,(1-(($E3200-50)*0.005)),IF($G3200=16,(1-(($E3200-50)*0.005)),IF($G3200=21,(1-(($E3200-50)*0.005)),1))),1)*$CE3214,0)))","v":256},{"$f":"IF($B3200>$F3200,0,IF($C3200>$G3200,0,ROUND((((($F3200-$B3200)/100)*IF('DBH-Upgrade'!$K$6='DBH-Upgrade'!$K$8,$CC3214,($BF3200/(($F3200-18)/100))))+((($B3200-18)/100)*$CB3214))*IF($E3200>50,IF($G3200=11,(1-(($E3200-50)*0.005)),IF($G3200=16,(1-(($E3200-50)*0.005)),IF($G3200=21,(1-(($E3200-50)*0.005)),1))),1)*$CD3214,0)))","v":266},{"$f":"IF($B3200>$F3200,0,IF($C3200>$G3200,0,ROUND((((($F3200-$B3200)/100)*IF('DBH-Upgrade'!$K$6='DBH-Upgrade'!$K$8,$CC3214,($BF3200/(($F3200-18)/100))))+((($B3200-18)/100)*$CB3214))*IF($E3200>50,IF($G3200=11,(1-(($E3200-50)*0.005)),IF($G3200=16,(1-(($E3200-50)*0.005)),IF($G3200=21,(1-(($E3200-50)*0.005)),1))),1),0)))","v":390},0.95,0.95,0.95,153,158,232,66,68,100,8.6941897662626125E-2,9.2051533507511149E-2,0.19275452249812416,5.2,5.5,5.9,7.9,null,{"$f":"$BE555","v":5073},null,0.68,null,null,0,13.2,15.1,21.85,null,1,1,1,153,158,232,null,0,0,0,1,{"$error":"#VALUE!"},0,0,{"$error":"#VALUE!"},0.7585639347228863,0.69425955238573378,null,1,1,0.99999999999999978,0.99999999999999978,null,20]
["2502801615",{"$f":"'DBH-Upgrade'!$K$8-$CL3206","v":70},15,2,50,280,16,16.5,0,26,30,48.9,3714.84,{"$f":"IF($B3206>$F3206,0,IF($C3206>$G3206,0,ROUND((((($F3206-$B3206)/100)*IF('DBH-Upgrade'!$K$6='DBH-Upgrade'!$K$8,$BZ3220,($BE3206/(($F3206-18)/100))))+((($B3206-18)/100)*$CA3220))*$CE3220,0)))","v":6096},{"$f":"IF($B3206>$F3206,0,IF($C3206>$G3206,0,ROUND((((($F3206-$B3206)/100)*IF('DBH-Upgrade'!$K$6='DBH-Upgrade'!$K$8,$BZ3220,($BE3206/(($F3206-18)/100))))+((($B3206-18)/100)*$CA3220))*$CD3220,0)))","v":6233},{"$f":"IF($B3206>$F3206,0,IF($C3206>$G3206,0,ROUND(((($F3206-$B3206)/100)*IF('DBH-Upgrade'!$K$6='DBH-Upgrade'!$K$8,$BZ3220,($BE3206/(($F3206-18)/100))))+((($B3206-18)/100)*$CA3220),0)))","v":9262},1.5,1.1000000000000001,1.1000000000000001,1.1000000000000001,3715,{"$f":"IF($B3206>$F3206,0,IF($C3206>$G3206,0,ROUND(((($F3206-$B3206)/100)*(IF('DBH-Upgrade'!$K$6='DBH-Upgrade'!$K$8,$BZ3220,($BE3206/(($F3206-18)/100))))*$CH3220)+((($B3206-18)/100)*$CA3220*$CE3220*$CG3220),0)))","v":8420},{"$f":"IF($B3206>$F3206,0,IF($C3206>$G3206,0,ROUND(((($F3206-$B3206)/100)*(IF('DBH-Upgrade'!$K$6='DBH-Upgrade'!$K$8,$BZ3220,($BE3206/(($F3206-18)/100))))*$CH3220)+((($B3206-18)/100)*$CA3220*$CD3220*$CG3220),0)))","v":8457},{"$f":"IF($B3206>$F3206,0,IF($C3206>$G3206,0,ROUND(((($F3206-$B3206)/100)*(IF('DBH-Upgrade'!$K$6='DBH-Upgrade'!$K$8,$BZ3220,($BE3206/(($F3206-18)/100))))*$CH3220)+((($B3206-18)/100)*$CA3220*$CG3220),0)))","v":9262},319,724,727,797,1.8384858339153047,9.0013727788752664,9.0740004619629797,10.849524916894591,2.0829999999999999E-4,1.724,4,1.392796E-3,{"$f":"IF($B3206>$F3206,0,IF($C3206>$G3206,0,ROUND((((($F3206-$B3206)/100)*IF('DBH-Upgrade'!$K$6='DBH-Upgrade'!$K$8,$CC3220,($BF3206/(($F3206-18)/100))))+((($B3206-18)/100)*$CB3220))*IF($E3206>50,IF($G3206=11,(1-(($E3206-50)*0.005)),IF($G3206=16,(1-(($E3206-50)*0.005)),IF($G3206=21,(1-(($E3206-50)*0.005)),1))),1)*$CE3220,0)))","v":352},{"$f":"IF($B3206>$F3206,0,IF($C3206>$G3206,0,ROUND((((($F3206-$B3206)/100)*IF('DBH-Upgrade'!$K$6='DBH-Upgrade'!$K$8,$CC3220,($BF3206/(($F3206-18)/100))))+((($B3206-18)/100)*$CB3220))*IF($E3206>50,IF($G3206=11,(1-(($E3206-50)*0.005)),IF($G3206=16,(1-(($E3206-50)*0.005)),IF($G3206=21,(1-(($E3206-50)*0.005)),1))),1)*$CD3220,0)))","v":360},{"$f":"IF($B3206>$F3206,0,IF($C3206>$G3206,0,ROUND((((($F3206-$B3206)/100)*IF('DBH-Upgrade'!$K$6='DBH-Upgrade'!$K$8,$CC3220,($BF3206/(($F3206-18)/100))))+((($B3206-18)/100)*$CB3220))*IF($E3206>50,IF($G3206=11,(1-(($E3206-50)*0.005)),IF($G3206=16,(1-(($E3206-50)*0.005)),IF($G3206=21,(1-(($E3206-50)*0.005)),1))),1),0)))","v":535},0.95,0.95,0.95,248,254,377,107,109,162,0.22464127511866464,0.23275585039001781,0.49798272720736986,5.6,5.5,5.9,7.9,null,5463,null,0.68,null,null,0,13.2,15.1,21.85,null,1,1,1,248,254,377,null,0,0,0,1,{"$error":"#VALUE!"},0,0,{"$error":"#VALUE!"},0.75027509009945204,0.68488673514658593,null,1,1,0.99999999999999978,0.99999999999999978,null,0]
["265701615",{"$f":"'DBH-Upgrade'!$K$8-$CL3218","v":60},15,2,65,70,16,16.5,0,26,30,41.1,1060.1200000000001,{"$f":"IF($B3218>$F3218,0,IF($C3218>$G3218,0,ROUND((((($F3218-$B3218)/100)*IF('DBH-Upgrade'!$K$6='DBH-Upgrade'!$K$8,$BZ3232,($BE3218/(($F3218-18)/100))))+((($B3218-18)/100)*$CA3232))*$CE3232,0)))","v":1628},{"$f":"IF($B3218>$F3218,0,IF($C3218>$G3218,0,ROUND((((($F3218-$B3218)/100)*IF('DBH-Upgrade'!$K$6='DBH-Upgrade'!$K$8,$BZ3232,($BE3218/(($F3218-18)/100))))+((($B3218-18)/100)*$CA3232))*$CD3232,0)))","v":1747},{"$f":"IF($B3218>$F3218,0,IF($C3218>$G3218,0,ROUND(((($F3218-$B3218)/100)*IF('DBH-Upgrade'!$K$6='DBH-Upgrade'!$K$8,$BZ3232,($BE3218/(($F3218-18)/100))))+((($B3218-18)/100)*$CA3232),0)))","v":2313},1.5,1.1000000000000001,1.1000000000000001,1.1000000000000001,1060,{"$f":"IF($B3218>$F3218,0,IF($C3218>$G3218,0,ROUND(((($F3218-$B3218)/100)*(IF('DBH-Upgrade'!$K$6='DBH-Upgrade'!$K$8,$BZ3232,($BE3218/(($F3218-18)/100))))*$CH3232)+((($B3218-18)/100)*$CA3232*$CE3232*$CG3232),0)))","v":1724},{"$f":"IF($B3218>$F3218,0,IF($C3218>$G3218,0,ROUND(((($F3218-$B3218)/100)*(IF('DBH-Upgrade'!$K$6='DBH-Upgrade'!$K$8,$BZ3232,($BE3218/(($F3218-18)/100))))*$CH3232)+((($B3218-18)/100)*$CA3232*$CD3232*$CG3232),0)))","v":1826},{"$f":"IF($B3218>$F3218,0,IF($C3218>$G3218,0,ROUND(((($F3218-$B3218)/100)*(IF('DBH-Upgrade'!$K$6='DBH-Upgrade'!$K$8,$BZ3232,($BE3218/(($F3218-18)/100))))*$CH3232)+((($B3218-18)/100)*$CA3232*$CG3232),0)))","v":2313},91,148,157,199,0.12385592691043998,0.32401341958091157,0.36416330822999837,0.58224305620495909,2.0829999999999999E-4,1.724,4,1.392796E-3,{"$f":"IF($B3218>$F3218,0,IF($C3218>$G3218,0,ROUND((((($F3218-$B3218)/100)*IF('DBH-Upgrade'!$K$6='DBH-Upgrade'!$K$8,$CC3232,($BF3218/(($F3218-18)/100))))+((($B3218-18)/100)*$CB3232))*IF($E3218>50,IF($G3218=11,(1-(($E3218-50)*0.005)),IF($G3218=16,(1-(($E3218-50)*0.005)),IF($G3218=21,(1-(($E3218-50)*0.005)),1))),1)*$CE3232,0)))","v":203},{"$f":"IF($B3218>$F3218,0,IF($C3218>$G3218,0,ROUND((((($F3218-$B3218)/100)*IF('DBH-Upgrade'!$K$6='DBH-Upgrade'!$K$8,$CC3232,($BF3218/(($F3218-18)/100))))+((($B3218-18)/100)*$CB3232))*IF($E3218>50,IF($G3218=11,(1-(($E3218-50)*0.005)),IF($G3218=16,(1-(($E3218-50)*0.005)),IF($G3218=21,(1-(($E3218-50)*0.005)),1))),1)*$CD3232,0)))","v":218},{"$f":"IF($B3218>$F3218,0,IF($C3218>$G3218,0,ROUND((((($F3218-$B3218)/100)*IF('DBH-Upgrade'!$K$6='DBH-Upgrade'!$K$8,$CC3232,($BF3218/(($F3218-18)/100))))+((($B3218-18)/100)*$CB3232))*IF($E3218>50,IF($G3218=11,(1-(($E3218-50)*0.005)),IF($G3218=16,(1-(($E3218-50)*0.005)),IF($G3218=21,(1-(($E3218-50)*0.005)),1))),1),0)))","v":289},0.95,0.95,0.95,214,230,305,92,99,131,0.12655966701202678,0.14629549640884207,0.25452474144255971,1.4,5.5,5.9,7.9,null,1559,null,0.68,null,null,0,13.2,15.1,21.85,null,1,1,1,214,230,305,null,0,0,0,1,{"$error":"#VALUE!"},0,0,{"$error":"#VALUE!"},0.75077946095441817,0.68,null,1,1,0.99999999999999978,0.99999999999999978,null,10]
["265702015",{"$f":"'DBH-Upgrade'!$K$8-$CL3219","v":60},15,2,65,70,20,21.5,0,26,30,41.1,1339.2,{"$f":"IF($B3219>$F3219,0,IF($C3219>$G3219,0,ROUND((((($F3219-$B3219)/100)*IF('DBH-Upgrade'!$K$6='DBH-Upgrade'!$K$8,$BZ3233,($BE3219/(($F3219-18)/100))))+((($B3219-18)/100)*$CA3233))*$CE3233,0)))","v":1510},{"$f":"IF($B3219>$F3219,0,IF($C3219>$G3219,0,ROUND((((($F3219-$B3219)/100)*IF('DBH-Upgrade'!$K$6='DBH-Upgrade'!$K$8,$BZ3233,($BE3219/(($F3219-18)/100))))+((($B3219-18)/100)*$CA3233))*$CD3233,0)))","v":1619},{"$f":"IF($B3219>$F3219,0,IF($C3219>$G3219,0,ROUND(((($F3219-$B3219)/100)*IF('DBH-Upgrade'!$K$6='DBH-Upgrade'!$K$8,$BZ3233,($BE3219/(($F3219-18)/100))))+((($B3219-18)/100)*$CA3233),0)))","v":1936},1.5,1.08,1.08,1.08,1339,{"$f":"IF($B3219>$F3219,0,IF($C3219>$G3219,0,ROUND(((($F3219-$B3219)/100)*(IF('DBH-Upgrade'!$K$6='DBH-Upgrade'!$K$8,$BZ3233,($BE3219/(($F3219-18)/100))))*$CH3233)+((($B3219-18)/100)*$CA3233*$CE3233*$CG3233),0)))","v":1560},{"$f":"IF($B3219>$F3219,0,IF($C3219>$G3219,0,ROUND(((($F3219-$B3219)/100)*(IF('DBH-Upgrade'!$K$6='DBH-Upgrade'!$K$8,$BZ3233,($BE3219/(($F3219-18)/100))))*$CH3233)+((($B3219-18)/100)*$CA3233*$CD3233*$CG3233),0)))","v":1657},{"$f":"IF($B3219>$F3219,0,IF($C3219>$G3219,0,ROUND(((($F3219-$B3219)/100)*(IF('DBH-Upgrade'!$K$6='DBH-Upgrade'!$K$8,$BZ3233,($BE3219/(($F3219-18)/100))))*$CH3233)+((($B3219-18)/100)*$CA3233*$CG3233),0)))","v":1936},115,134,143,166,5.3725370189289141E-2,7.2666826095490966E-2,8.2625366918017515E-2,0.11095002490928764,1.2760000000000001E-4,1.7219,2,3.76611E-4,{"$f":"IF($B3219>$F3219,0,IF($C3219>$G3219,0,ROUND((((($F3219-$B3219)/100)*IF('DBH-Upgrade'!$K$6='DBH-Upgrade'!$K$8,$CC3233,($BF3219/(($F3219-18)/100))))+((($B3219-18)/100)*$CB3233))*IF($E3219>50,IF($G3219=11,(1-(($E3219-50)*0.005)),IF($G3219=16,(1-(($E3219-50)*0.005)),IF($G3219=21,(1-(($E3219-50)*0.005)),1))),1)*$CE3233,0)))","v":171},{"$f":"IF($B3219>$F3219,0,IF($C3219>$G3219,0,ROUND((((($F3219-$B3219)/100)*IF('DBH-Upgrade'!$K$6='DBH-Upgrade'!$K$8,$CC3233,($BF3219/(($F3219-18)/100))))+((($B3219-18)/100)*$CB3233))*IF($E3219>50,IF($G3219=11,(1-(($E3219-50)*0.005)),IF($G3219=16,(1-(($E3219-50)*0.005)),IF($G3219=21,(1-(($E3219-50)*0.005)),1))),1)*$CD3233,0)))","v":183},{"$f":"IF($B3219>$F3219,0,IF($C3219>$G3219,0,ROUND((((($F3219-$B3219)/100)*IF('DBH-Upgrade'!$K$6='DBH-Upgrade'!$K$8,$CC3233,($BF3219/(($F3219-18)/100))))+((($B3219-18)/100)*$CB3233))*IF($E3219>50,IF($G3219=11,(1-(($E3219-50)*0.005)),IF($G3219=16,(1-(($E3219-50)*0.005)),IF($G3219=21,(1-(($E3219-50)*0.005)),1))),1),0)))","v":219},0.95,0.95,0.95,164,176,211,71,76,91,2.0747477444294889E-2,2.3726533652475935E-2,3.384780520566965E-2,0.9,5.5,5.9,7.9,null,1674,null,0.8,null,null,0,13.2,15.1,21.85,null,1,1,1,164,176,211,null,0,0,0,1,1615,3238,442,63,0.67294243770541662,0.6582099452827469,null,1,1,0.99999999999999978,0.99999999999999978,null,10]
["265901515",{"$f":"'DBH-Upgrade'!$K$8-$CL3229","v":70},15,2,65,90,15,16.5,0,26,30,43.3,1235.2,{"$f":"IF($B3229>$F3229,0,IF($C3229>$G3229,0,ROUND((((($F3229-$B3229)/100)*IF('DBH-Upgrade'!$K$6='DBH-Upgrade'!$K$8,$BZ3243,($BE3229/(($F3229-18)/100))))+((($B3229-18)/100)*$CA3243))*$CE3243,0)))","v":1375},{"$f":"IF($B3229>$F3229,0,IF($C3229>$G3229,0,ROUND((((($F3229-$B3229)/100)*IF('DBH-Upgrade'!$K$6='DBH-Upgrade'!$K$8,$BZ3243,($BE3229/(($F3229-18)/100))))+((($B3229-18)/100)*$CA3243))*$CD3243,0)))","v":1474},{"$f":"IF($B3229>$F3229,0,IF($C3229>$G3229,0,ROUND(((($F3229-$B3229)/100)*IF('DBH-Upgrade'!$K$6='DBH-Upgrade'!$K$8,$BZ3243,($BE3229/(($F3229-18)/100))))+((($B3229-18)/100)*$CA3243),0)))","v":2007},1.5,1.08,1.08,1.08,1235,{"$f":"IF($B3229>$F3229,0,IF($C3229>$G3229,0,ROUND(((($F3229-$B3229)/100)*(IF('DBH-Upgrade'!$K$6='DBH-Upgrade'!$K$8,$BZ3243,($BE3229/(($F3229-18)/100))))*$CH3243)+((($B3229-18)/100)*$CA3243*$CE3243*$CG3243),0)))","v":1477},{"$f":"IF($B3229>$F3229,0,IF($C3229>$G3229,0,ROUND(((($F3229-$B3229)/100)*(IF('DBH-Upgrade'!$K$6='DBH-Upgrade'!$K$8,$BZ3243,($BE3229/(($F3229-18)/100))))*$CH3243)+((($B3229-18)/100)*$CA3243*$CD3243*$CG3243),0)))","v":1559},{"$f":"IF($B3229>$F3229,0,IF($C3229>$G3229,0,ROUND(((($F3229-$B3229)/100)*(IF('DBH-Upgrade'!$K$6='DBH-Upgrade'!$K$8,$BZ3243,($BE3229/(($F3229-18)/100))))*$CH3243)+((($B3229-18)/100)*$CA3243*$CG3243),0)))","v":2007},106,127,134,173,6.0427306915588175E-2,8.6073121256238061E-2,9.5609035616936233E-2,0.15773348354713063,2.0829999999999999E-4,1.724,2,4.6182900000000003E-4,{"$f":"IF($B3229>$F3229,0,IF($C3229>$G3229,0,ROUND((((($F3229-$B3229)/100)*IF('DBH-Upgrade'!$K$6='DBH-Upgrade'!$K$8,$CC3243,($BF3229/(($F3229-18)/100))))+((($B3229-18)/100)*$CB3243))*IF($E3229>50,IF($G3229=11,(1-(($E3229-50)*0.005)),IF($G3229=16,(1-(($E3229-50)*0.005)),IF($G3229=21,(1-(($E3229-50)*0.005)),1))),1)*$CE3243,0)))","v":166},{"$f":"IF($B3229>$F3229,0,IF($C3229>$G3229,0,ROUND((((($F3229-$B3229)/100)*IF('DBH-Upgrade'!$K$6='DBH-Upgrade'!$K$8,$CC3243,($BF3229/(($F3229-18)/100))))+((($B3229-18)/100)*$CB3243))*IF($E3229>50,IF($G3229=11,(1-(($E3229-50)*0.005)),IF($G3229=16,(1-(($E3229-50)*0.005)),IF($G3229=21,(1-(($E3229-50)*0.005)),1))),1)*$CD3243,0)))","v":178},{"$f":"IF($B3229>$F3229,0,IF($C3229>$G3229,0,ROUND((((($F3229-$B3229)/100)*IF('DBH-Upgrade'!$K$6='DBH-Upgrade'!$K$8,$CC3243,($BF3229/(($F3229-18)/100))))+((($B3229-18)/100)*$CB3243))*IF($E3229>50,IF($G3229=11,(1-(($E3229-50)*0.005)),IF($G3229=16,(1-(($E3229-50)*0.005)),IF($G3229=21,(1-(($E3229-50)*0.005)),1))),1),0)))","v":242},1.01,1.01,1.01,158,169,230,68,73,99,2.5381486770645934E-2,2.9151752245229808E-2,5.2868831007796956E-2,0.9,5.5,5.9,7.9,null,1544,null,0.8,null,null,0,13.2,15.1,21.85,null,1,1,1,158,169,230,null,0,0,0,1,{"$error":"#VALUE!"},0,0,{"$error":"#VALUE!"},0.83640285665941616,0.77994091438995627,null,1,1,0.99999999999999978,0.99999999999999978,null,0]
["2651002115",{"$f":"'DBH-Upgrade'!$K$8-$CL3238","v":70},15,2,65,100,21,21.5,0,26,30,44.1,2404,{"$f":"IF($B3238>$F3238,0,IF($C3238>$G3238,0,ROUND((((($F3238-$B3238)/100)*IF('DBH-Upgrade'!$K$6='DBH-Upgrade'!$K$8,$BZ3252,($BE3238/(($F3238-18)/100))))+((($B3238-18)/100)*$CA3252))*$CE3252,0)))","v":2654},{"$f":"IF($B3238>$F3238,0,IF($C3238>$G3238,0,ROUND((((($F3238-$B3238)/100)*IF('DBH-Upgrade'!$K$6='DBH-Upgrade'!$K$8,$BZ3252,($BE3238/(($F3238-18)/100))))+((($B3238-18)/100)*$CA3252))*$CD3252,0)))","v":2842},{"$f":"IF($B3238>$F3238,0,IF($C3238>$G3238,0,ROUND(((($F3238-$B3238)/100)*IF('DBH-Upgrade'!$K$6='DBH-Upgrade'!$K$8,$BZ3252,($BE3238/(($F3238-18)/100))))+((($B3238-18)/100)*$CA3252),0)))","v":3918},1.5,1.05,1.05,1.05,2404,{"$f":"IF($B3238>$F3238,0,IF($C3238>$G3238,0,ROUND(((($F3238-$B3238)/100)*(IF('DBH-Upgrade'!$K$6='DBH-Upgrade'!$K$8,$BZ3252,($BE3238/(($F3238-18)/100))))*$CH3252)+((($B3238-18)/100)*$CA3252*$CE3252*$CG3252),0)))","v":2895},{"$f":"IF($B3238>$F3238,0,IF($C3238>$G3238,0,ROUND(((($F3238-$B3238)/100)*(IF('DBH-Upgrade'!$K$6='DBH-Upgrade'!$K$8,$BZ3252,($BE3238/(($F3238-18)/100))))*$CH3252)+((($B3238-18)/100)*$CA3252*$CD3252*$CG3252),0)))","v":3047},{"$f":"IF($B3238>$F3238,0,IF($C3238>$G3238,0,ROUND(((($F3238-$B3238)/100)*(IF('DBH-Upgrade'!$K$6='DBH-Upgrade'!$K$8,$BZ3252,($BE3238/(($F3238-18)/100))))*$CH3252)+((($B3238-18)/100)*$CA3252*$CG3252),0)))","v":3918},207,249,262,337,0.25756042639798765,0.36966388513568182,0.4083804969729789,0.66866227086254926,1.2760000000000001E-4,1.7219,4,5.1420100000000005E-4,{"$f":"IF($B3238>$F3238,0,IF($C3238>$G3238,0,ROUND((((($F3238-$B3238)/100)*IF('DBH-Upgrade'!$K$6='DBH-Upgrade'!$K$8,$CC3252,($BF3238/(($F3238-18)/100))))+((($B3238-18)/100)*$CB3252))*IF($E3238>50,IF($G3238=11,(1-(($E3238-50)*0.005)),IF($G3238=16,(1-(($E3238-50)*0.005)),IF($G3238=21,(1-(($E3238-50)*0.005)),1))),1)*$CE3252,0)))","v":275},{"$f":"IF($B3238>$F3238,0,IF($C3238>$G3238,0,ROUND((((($F3238-$B3238)/100)*IF('DBH-Upgrade'!$K$6='DBH-Upgrade'!$K$8,$CC3252,($BF3238/(($F3238-18)/100))))+((($B3238-18)/100)*$CB3252))*IF($E3238>50,IF($G3238=11,(1-(($E3238-50)*0.005)),IF($G3238=16,(1-(($E3238-50)*0.005)),IF($G3238=21,(1-(($E3238-50)*0.005)),1))),1)*$CD3252,0)))","v":295},{"$f":"IF($B3238>$F3238,0,IF($C3238>$G3238,0,ROUND((((($F3238-$B3238)/100)*IF('DBH-Upgrade'!$K$6='DBH-Upgrade'!$K$8,$CC3252,($BF3238/(($F3238-18)/100))))+((($B3238-18)/100)*$CB3252))*IF($E3238>50,IF($G3238=11,(1-(($E3238-50)*0.005)),IF($G3238=16,(1-(($E3238-50)*0.005)),IF($G3238=21,(1-(($E3238-50)*0.005)),1))),1),0)))","v":406},0.85,0.85,0.85,279,298,411,120,128,177,8.8847730160492647E-2,0.10075940988627137,0.18966984816155999,2.7,5.5,5.9,7.9,null,3005,null,0.8,null,null,0,13.2,15.1,21.85,null,1,1,1,279,298,411,null,0,0,0,1,3238,4735,725,75,0.74531089933631789,0.69504144552059222,null,1,1,0.99999999999999978,0.99999999999999978,null,0]
["2651101015",{"$f":"'DBH-Upgrade'!$K$8-$CL3239","v":70},15,2,65,110,10,11.5,0,26,30,44.1,1109.7,{"$f":"IF($B3239>$F3239,0,IF($C3239>$G3239,0,ROUND((((($F3239-$B3239)/100)*IF('DBH-Upgrade'!$K$6='DBH-Upgrade'!$K$8,$BZ3253,($BE3239/(($F3239-18)/100))))+((($B3239-18)/100)*$CA3253))*$CE3253,0)))","v":0},{"$f":"IF($B3239>$F3239,0,IF($C3239>$G3239,0,ROUND((((($F3239-$B3239)/100)*IF('DBH-Upgrade'!$K$6='DBH-Upgrade'!$K$8,$BZ3253,($BE3239/(($F3239-18)/100))))+((($B3239-18)/100)*$CA3253))*$CD3253,0)))","v":0},{"$f":"IF($B3239>$F3239,0,IF($C3239>$G3239,0,ROUND(((($F3239-$B3239)/100)*IF('DBH-Upgrade'!$K$6='DBH-Upgrade'!$K$8,$BZ3253,($BE3239/(($F3239-18)/100))))+((($B3239-18)/100)*$CA3253),0)))","v":0},1.5,1.08,1.08,1.08,1110,{"$f":"IF($B3239>$F3239,0,IF($C3239>$G3239,0,ROUND(((($F3239-$B3239)/100)*(IF('DBH-Upgrade'!$K$6='DBH-Upgrade'!$K$8,$BZ3253,($BE3239/(($F3239-18)/100))))*$CH3253)+((($B3239-18)/100)*$CA3253*$CE3253*$CG3253),0)))","v":0},{"$f":"IF($B3239>$F3239,0,IF($C3239>$G3239,0,ROUND(((($F3239-$B3239)/100)*(IF('DBH-Upgrade'!$K$6='DBH-Upgrade'!$K$8,$BZ3253,($BE3239/(($F3239-18)/100))))*$CH3253)+((($B3239-18)/100)*$CA3253*$CD3253*$CG3253),0)))","v":0},{"$f":"IF($B3239>$F3239,0,IF($C3239>$G3239,0,ROUND(((($F3239-$B3239)/100)*(IF('DBH-Upgrade'!$K$6='DBH-Upgrade'!$K$8,$BZ3253,($BE3239/(($F3239-18)/100))))*$CH3253)+((($B3239-18)/100)*$CA3253*$CG3253),0)))","v":0},95,0,0,0,5.2532622450830936E-2,0,0,0,3.969E-4,1.7345999999999999,2,3.6734700000000002E-4,{"$f":"IF($B3239>$F3239,0,IF($C3239>$G3239,0,ROUND((((($F3239-$B3239)/100)*IF('DBH-Upgrade'!$K$6='DBH-Upgrade'!$K$8,$CC3253,($BF3239/(($F3239-18)/100))))+((($B3239-18)/100)*$CB3253))*IF($E3239>50,IF($G3239=11,(1-(($E3239-50)*0.005)),IF($G3239=16,(1-(($E3239-50)*0.005)),IF($G3239=21,(1-(($E3239-50)*0.005)),1))),1)*$CE3253,0)))","v":0},{"$f":"IF($B3239>$F3239,0,IF($C3239>$G3239,0,ROUND((((($F3239-$B3239)/100)*IF('DBH-Upgrade'!$K$6='DBH-Upgrade'!$K$8,$CC3253,($BF3239/(($F3239-18)/100))))+((($B3239-18)/100)*$CB3253))*IF($E3239>50,IF($G3239=11,(1-(($E3239-50)*0.005)),IF($G3239=16,(1-(($E3239-50)*0.005)),IF($G3239=21,(1-(($E3239-50)*0.005)),1))),1)*$CD3253,0)))","v":0},{"$f":"IF($B3239>$F3239,0,IF($C3239>$G3239,0,ROUND((((($F3239-$B3239)/100)*IF('DBH-Upgrade'!$K$6='DBH-Upgrade'!$K$8,$CC3253,($BF3239/(($F3239-18)/100))))+((($B3239-18)/100)*$CB3253))*IF($E3239>50,IF($G3239=11,(1-(($E3239-50)*0.005)),IF($G3239=16,(1-(($E3239-50)*0.005)),IF($G3239=21,(1-(($E3239-50)*0.005)),1))),1),0)))","v":0},0.98,0.98,0.98,0,0,0,0,0,0,0,0,0,0.7,5.5,5.9,7.9,null,1233,null,0.9,null,null,0,13.2,15.1,21.85,null,1,1,1,0,0,0,null,0,0,0,1,2298,4062,502,78,0.82845886137907021,0.77133936020072458,null,1,1,0.99999999999999978,0.99999999999999978,null,0]
["2651202115",{"$f":"'DBH-Upgrade'!$K$8-$CL3250","v":70},15,2,65,120,21,21.5,0,26,30,44.8,2884.8,{"$f":"IF($B3250>$F3250,0,IF($C3250>$G3250,0,ROUND((((($F3250-$B3250)/100)*IF('DBH-Upgrade'!$K$6='DBH-Upgrade'!$K$8,$BZ3264,($BE3250/(($F3250-18)/100))))+((($B3250-18)/100)*$CA3264))*$CE3264,0)))","v":2964},{"$f":"IF($B3250>$F3250,0,IF($C3250>$G3250,0,ROUND((((($F3250-$B3250)/100)*IF('DBH-Upgrade'!$K$6='DBH-Upgrade'!$K$8,$BZ3264,($BE3250/(($F3250-18)/100))))+((($B3250-18)/100)*$CA3264))*$CD3264,0)))","v":3174},{"$f":"IF($B3250>$F3250,0,IF($C3250>$G3250,0,ROUND(((($F3250-$B3250)/100)*IF('DBH-Upgrade'!$K$6='DBH-Upgrade'!$K$8,$BZ3264,($BE3250/(($F3250-18)/100))))+((($B3250-18)/100)*$CA3264),0)))","v":4415},1.5,1.05,1.05,1.05,2885,{"$f":"IF($B3250>$F3250,0,IF($C3250>$G3250,0,ROUND(((($F3250-$B3250)/100)*(IF('DBH-Upgrade'!$K$6='DBH-Upgrade'!$K$8,$BZ3264,($BE3250/(($F3250-18)/100))))*$CH3264)+((($B3250-18)/100)*$CA3264*$CE3264*$CG3264),0)))","v":3373},{"$f":"IF($B3250>$F3250,0,IF($C3250>$G3250,0,ROUND(((($F3250-$B3250)/100)*(IF('DBH-Upgrade'!$K$6='DBH-Upgrade'!$K$8,$BZ3264,($BE3250/(($F3250-18)/100))))*$CH3264)+((($B3250-18)/100)*$CA3264*$CD3264*$CG3264),0)))","v":3524},{"$f":"IF($B3250>$F3250,0,IF($C3250>$G3250,0,ROUND(((($F3250-$B3250)/100)*(IF('DBH-Upgrade'!$K$6='DBH-Upgrade'!$K$8,$BZ3264,($BE3250/(($F3250-18)/100))))*$CH3264)+((($B3250-18)/100)*$CA3264*$CG3264),0)))","v":4415},248,290,303,380,0.38004346497241909,0.51558595606529056,0.56163237041384062,0.87385028260655617,1.2760000000000001E-4,1.7219,4,5.1420100000000005E-4,{"$f":"IF($B3250>$F3250,0,IF($C3250>$G3250,0,ROUND((((($F3250-$B3250)/100)*IF('DBH-Upgrade'!$K$6='DBH-Upgrade'!$K$8,$CC3264,($BF3250/(($F3250-18)/100))))+((($B3250-18)/100)*$CB3264))*IF($E3250>50,IF($G3250=11,(1-(($E3250-50)*0.005)),IF($G3250=16,(1-(($E3250-50)*0.005)),IF($G3250=21,(1-(($E3250-50)*0.005)),1))),1)*$CE3264,0)))","v":284},{"$f":"IF($B3250>$F3250,0,IF($C3250>$G3250,0,ROUND((((($F3250-$B3250)/100)*IF('DBH-Upgrade'!$K$6='DBH-Upgrade'!$K$8,$CC3264,($BF3250/(($F3250-18)/100))))+((($B3250-18)/100)*$CB3264))*IF($E3250>50,IF($G3250=11,(1-(($E3250-50)*0.005)),IF($G3250=16,(1-(($E3250-50)*0.005)),IF($G3250=21,(1-(($E3250-50)*0.005)),1))),1)*$CD3264,0)))","v":304},{"$f":"IF($B3250>$F3250,0,IF($C3250>$G3250,0,ROUND((((($F3250-$B3250)/100)*IF('DBH-Upgrade'!$K$6='DBH-Upgrade'!$K$8,$CC3264,($BF3250/(($F3250-18)/100))))+((($B3250-18)/100)*$CB3264))*IF($E3250>50,IF($G3250=11,(1-(($E3250-50)*0.005)),IF($G3250=16,(1-(($E3250-50)*0.005)),IF($G3250=21,(1-(($E3250-50)*0.005)),1))),1),0)))","v":423},0.85,0.85,0.85,276,296,411,119,127,177,9.1160585450621043E-2,0.1034250640583745,0.19709921673570954,3.2,5.5,5.9,7.9,null,3606,null,0.8,null,null,0,13.2,15.1,21.85,null,1,1,1,276,296,411,null,0,0,0,1,3238,4735,725,75,0.72541359909535208,0.67746340042029107,null,1,1,0.99999999999999978,0.99999999999999978,null,0]
["2651601115",{"$f":"'DBH-Upgrade'!$K$8-$CL3258","v":70},15,2,65,160,11,11.5,0,26,30,46.4,1613.64,{"$f":"IF($B3258>$F3258,0,IF($C3258>$G3258,0,ROUND((((($F3258-$B3258)/100)*IF('DBH-Upgrade'!$K$6='DBH-Upgrade'!$K$8,$BZ3272,($BE3258/(($F3258-18)/100))))+((($B3258-18)/100)*$CA3272))*$CE3272,0)))","v":0},{"$f":"IF($B3258>$F3258,0,IF($C3258>$G3258,0,ROUND((((($F3258-$B3258)/100)*IF('DBH-Upgrade'!$K$6='DBH-Upgrade'!$K$8,$BZ3272,($BE3258/(($F3258-18)/100))))+((($B3258-18)/100)*$CA3272))*$CD3272,0)))","v":0},{"$f":"IF($B3258>$F3258,0,IF($C3258>$G3258,0,ROUND(((($F3258-$B3258)/100)*IF('DBH-Upgrade'!$K$6='DBH-Upgrade'!$K$8,$BZ3272,($BE3258/(($F3258-18)/100))))+((($B3258-18)/100)*$CA3272),0)))","v":0},1.5,1.1000000000000001,1.1000000000000001,1.1000000000000001,1614,{"$f":"IF($B3258>$F3258,0,IF($C3258>$G3258,0,ROUND(((($F3258-$B3258)/100)*(IF('DBH-Upgrade'!$K$6='DBH-Upgrade'!$K$8,$BZ3272,($BE3258/(($F3258-18)/100))))*$CH3272)+((($B3258-18)/100)*$CA3272*$CE3272*$CG3272),0)))","v":0},{"$f":"IF($B3258>$F3258,0,IF($C3258>$G3258,0,ROUND(((($F3258-$B3258)/100)*(IF('DBH-Upgrade'!$K$6='DBH-Upgrade'!$K$8,$BZ3272,($BE3258/(($F3258-18)/100))))*$CH3272)+((($B3258-18)/100)*$CA3272*$CD3272*$CG3272),0)))","v":0},{"$f":"IF($B3258>$F3258,0,IF($C3258>$G3258,0,ROUND(((($F3258-$B3258)/100)*(IF('DBH-Upgrade'!$K$6='DBH-Upgrade'!$K$8,$BZ3272,($BE3258/(($F3258-18)/100))))*$CH3272)+((($B3258-18)/100)*$CA3272*$CG3272),0)))","v":0},139,0,0,0,0.22688039369446436,0,0,0,3.969E-4,1.7345999999999999,4,5.7428799999999995E-4,{"$f":"IF($B3258>$F3258,0,IF($C3258>$G3258,0,ROUND((((($F3258-$B3258)/100)*IF('DBH-Upgrade'!$K$6='DBH-Upgrade'!$K$8,$CC3272,($BF3258/(($F3258-18)/100))))+((($B3258-18)/100)*$CB3272))*IF($E3258>50,IF($G3258=11,(1-(($E3258-50)*0.005)),IF($G3258=16,(1-(($E3258-50)*0.005)),IF($G3258=21,(1-(($E3258-50)*0.005)),1))),1)*$CE3272,0)))","v":0},{"$f":"IF($B3258>$F3258,0,IF($C3258>$G3258,0,ROUND((((($F3258-$B3258)/100)*IF('DBH-Upgrade'!$K$6='DBH-Upgrade'!$K$8,$CC3272,($BF3258/(($F3258-18)/100))))+((($B3258-18)/100)*$CB3272))*IF($E3258>50,IF($G3258=11,(1-(($E3258-50)*0.005)),IF($G3258=16,(1-(($E3258-50)*0.005)),IF($G3258=21,(1-(($E3258-50)*0.005)),1))),1)*$CD3272,0)))","v":0},{"$f":"IF($B3258>$F3258,0,IF($C3258>$G3258,0,ROUND((((($F3258-$B3258)/100)*IF('DBH-Upgrade'!$K$6='DBH-Upgrade'!$K$8,$CC3272,($BF3258/(($F3258-18)/100))))+((($B3258-18)/100)*$CB3272))*IF($E3258>50,IF($G3258=11,(1-(($E3258-50)*0.005)),IF($G3258=16,(1-(($E3258-50)*0.005)),IF($G3258=21,(1-(($E3258-50)*0.005)),1))),1),0)))","v":0},0.95,0.95,0.95,{"$f":"IF($B3258>$F3258,0,IF($C3258>$G3258,0,ROUND(((($F3258-$B3258)/100)*($BF3258/(($F3258-18)/100))*$CJ3272)+((($B3258-18)/100)*$CB3272*$CE3272*$CI3272),0)))","v":0},{"$f":"IF($B3258>$F3258,0,IF($C3258>$G3258,0,ROUND(((($F3258-$B3258)/100)*($BF3258/(($F3258-18)/100))*$CJ3272)+((($B3258-18)/100)*$CB3272*$CD3272*$CI3272),0)))","v":0},{"$f":"IF($B3258>$F3258,0,IF($C3258>$G3258,0,ROUND(((($F3258-$B3258)/100)*($BF3258/(($F3258-18)/100))*$CJ3272)+((($B3258-18)/100)*$CB3272*$CI3272),0)))","v":0},0,0,0,0,0,0,2.1,{"$f":"IF($B3258>$F3258,$BM$1,CT$21)","v":5.5},{"$f":"IF($B3258>$F3258,$BM$1,CU$21)","v":5.9},{"$f":"IF($B3258>$F3258,$BM$1,CV$21)","v":7.9},null,2373,null,{"$f":"IF($G3258=10,$CU$61,IF($G3258=11,$CU$62,IF($G3258=15,$CU$63,IF($G3258=16,$CU$64,IF($G3258=20,$CU$65,IF($G3258=21,$CU$66))))))","v":0.68},null,null,0,{"$f":"IF($B3258>$F3258,$BM$1,CQ$21)","v":13.2},{"$f":"IF($B3258>$F3258,$BM$1,CR$21)","v":15.1},{"$f":"IF($B3258>$F3258,$BM$1,CS$21)","v":21.85},null,1,1,1,0,0,0,null,0,0,0,{"$f":"IF(SUM(BV3258:BX3258)=0,1,0)","v":1},2489,6098,791,92,0.72541359909535208,0.67746340042029107,null,1,1,0.99999999999999978,0.99999999999999978,null,0]
["2651601515",{"$f":"'DBH-Upgrade'!$K$8-$CL3259","v":70},15,2,65,160,15,16.5,0,26,30,46.4,2195.2000000000003,{"$f":"IF($B3259>$F3259,0,IF($C3259>$G3259,0,ROUND((((($F3259-$B3259)/100)*IF('DBH-Upgrade'!$K$6='DBH-Upgrade'!$K$8,$BZ3273,($BE3259/(($F3259-18)/100))))+((($B3259-18)/100)*$CA3273))*$CE3273,0)))","v":2061},{"$f":"IF($B3259>$F3259,0,IF($C3259>$G3259,0,ROUND((((($F3259-$B3259)/100)*IF('DBH-Upgrade'!$K$6='DBH-Upgrade'!$K$8,$BZ3273,($BE3259/(($F3259-18)/100))))+((($B3259-18)/100)*$CA3273))*$CD3273,0)))","v":2201},{"$f":"IF($B3259>$F3259,0,IF($C3259>$G3259,0,ROUND(((($F3259-$B3259)/100)*IF('DBH-Upgrade'!$K$6='DBH-Upgrade'!$K$8,$BZ3273,($BE3259/(($F3259-18)/100))))+((($B3259-18)/100)*$CA3273),0)))","v":3137},1.5,1.08,1.08,1.08,2195,{"$f":"IF($B3259>$F3259,0,IF($C3259>$G3259,0,ROUND(((($F3259-$B3259)/100)*(IF('DBH-Upgrade'!$K$6='DBH-Upgrade'!$K$8,$BZ3273,($BE3259/(($F3259-18)/100))))*$CH3273)+((($B3259-18)/100)*$CA3273*$CE3273*$CG3273),0)))","v":2560},{"$f":"IF($B3259>$F3259,0,IF($C3259>$G3259,0,ROUND(((($F3259-$B3259)/100)*(IF('DBH-Upgrade'!$K$6='DBH-Upgrade'!$K$8,$BZ3273,($BE3259/(($F3259-18)/100))))*$CH3273)+((($B3259-18)/100)*$CA3273*$CD3273*$CG3273),0)))","v":2635},{"$f":"IF($B3259>$F3259,0,IF($C3259>$G3259,0,ROUND(((($F3259-$B3259)/100)*(IF('DBH-Upgrade'!$K$6='DBH-Upgrade'!$K$8,$BZ3273,($BE3259/(($F3259-18)/100))))*$CH3273)+((($B3259-18)/100)*$CA3273*$CG3273),0)))","v":3137},189,220,227,270,0.21164255392481759,0.28398443453140393,0.30174864600973778,0.42236240265801678,2.0829999999999999E-4,1.724,2,4.6182900000000003E-4,{"$f":"IF($B3259>$F3259,0,IF($C3259>$G3259,0,ROUND((((($F3259-$B3259)/100)*IF('DBH-Upgrade'!$K$6='DBH-Upgrade'!$K$8,$CC3273,($BF3259/(($F3259-18)/100))))+((($B3259-18)/100)*$CB3273))*IF($E3259>50,IF($G3259=11,(1-(($E3259-50)*0.005)),IF($G3259=16,(1-(($E3259-50)*0.005)),IF($G3259=21,(1-(($E3259-50)*0.005)),1))),1)*$CE3273,0)))","v":188},{"$f":"IF($B3259>$F3259,0,IF($C3259>$G3259,0,ROUND((((($F3259-$B3259)/100)*IF('DBH-Upgrade'!$K$6='DBH-Upgrade'!$K$8,$CC3273,($BF3259/(($F3259-18)/100))))+((($B3259-18)/100)*$CB3273))*IF($E3259>50,IF($G3259=11,(1-(($E3259-50)*0.005)),IF($G3259=16,(1-(($E3259-50)*0.005)),IF($G3259=21,(1-(($E3259-50)*0.005)),1))),1)*$CD3273,0)))","v":201},{"$f":"IF($B3259>$F3259,0,IF($C3259>$G3259,0,ROUND((((($F3259-$B3259)/100)*IF('DBH-Upgrade'!$K$6='DBH-Upgrade'!$K$8,$CC3273,($BF3259/(($F3259-18)/100))))+((($B3259-18)/100)*$CB3273))*IF($E3259>50,IF($G3259=11,(1-(($E3259-50)*0.005)),IF($G3259=16,(1-(($E3259-50)*0.005)),IF($G3259=21,(1-(($E3259-50)*0.005)),1))),1),0)))","v":287},1.01,1.01,1.01,151,161,230,65,69,99,2.705743924628249E-2,3.0343870999387942E-2,6.0748690196312662E-2,1.6,5.5,5.9,7.9,null,2744,null,0.8,null,null,0,13.2,15.1,21.85,null,1,1,1,151,161,230,null,0,0,0,1,{"$error":"#VALUE!"},0,0,{"$error":"#VALUE!"},0.80301038786259926,0.74330306539663082,null,1,1,0.99999999999999978,0.99999999999999978,null,{"$f":"IF($G3259=10,IF($F3259=280,20,IF($F3259=300,40,0)),IF($G3259=11,IF($F3259=280,20,IF($F3259=300,40,0)),IF($G3259=15,IF($F3259=70,10,IF($F3259=110,10,IF($F3259=180,20,IF($F3259=260,20,IF($F3259=300,20,0))))),IF($G3259=16,IF($F3259=70,10,IF($F3259=110,10,IF($F3259=180,20,IF($F3259=260,20,IF($F3259=300,20,0))))),IF($G3259=20,IF($F3259=70,10,IF($F3259=110,10,IF($F3259=180,20,IF($F3259=260,20,IF($F3259=300,20,0))))),IF($G3259=21,IF($F3259=70,10,IF($F3259=110,10,IF($F3259=180,20,IF($F3259=260,20,IF($F3259=300,20,0))))),\"Error\"))))))","v":0}]
["2652001515",{"$f":"'DBH-Upgrade'!$K$8-$CL3271","v":70},15,2,65,200,15,16.5,0,26,30,47.1,2744,{"$f":"IF($B3271>$F3271,0,IF($C3271>$G3271,0,ROUND((((($F3271-$B3271)/100)*IF('DBH-Upgrade'!$K$6='DBH-Upgrade'!$K$8,$BZ3285,($BE3271/(($F3271-18)/100))))+((($B3271-18)/100)*$CA3285))*$CE3285,0)))","v":2488},{"$f":"IF($B3271>$F3271,0,IF($C3271>$G3271,0,ROUND((((($F3271-$B3271)/100)*IF('DBH-Upgrade'!$K$6='DBH-Upgrade'!$K$8,$BZ3285,($BE3271/(($F3271-18)/100))))+((($B3271-18)/100)*$CA3285))*$CD3285,0)))","v":2621},{"$f":"IF($B3271>$F3271,0,IF($C3271>$G3271,0,ROUND(((($F3271-$B3271)/100)*IF('DBH-Upgrade'!$K$6='DBH-Upgrade'!$K$8,$BZ3285,($BE3271/(($F3271-18)/100))))+((($B3271-18)/100)*$CA3285),0)))","v":3783},1.5,1.08,1.08,1.08,2744,{"$f":"IF($B3271>$F3271,0,IF($C3271>$G3271,0,ROUND(((($F3271-$B3271)/100)*(IF('DBH-Upgrade'!$K$6='DBH-Upgrade'!$K$8,$BZ3285,($BE3271/(($F3271-18)/100))))*$CH3285)+((($B3271-18)/100)*$CA3285*$CE3285*$CG3285),0)))","v":3207},{"$f":"IF($B3271>$F3271,0,IF($C3271>$G3271,0,ROUND(((($F3271-$B3271)/100)*(IF('DBH-Upgrade'!$K$6='DBH-Upgrade'!$K$8,$BZ3285,($BE3271/(($F3271-18)/100))))*$CH3285)+((($B3271-18)/100)*$CA3285*$CD3285*$CG3285),0)))","v":3266},{"$f":"IF($B3271>$F3271,0,IF($C3271>$G3271,0,ROUND(((($F3271-$B3271)/100)*(IF('DBH-Upgrade'!$K$6='DBH-Upgrade'!$K$8,$BZ3285,($BE3271/(($F3271-18)/100))))*$CH3285)+((($B3271-18)/100)*$CA3285*$CG3285),0)))","v":3783},236,276,281,325,0.34549237738255839,0.46712992992451396,0.483581280464911,0.64023557272368126,2.0829999999999999E-4,1.724,2,4.6182900000000003E-4,{"$f":"IF($B3271>$F3271,0,IF($C3271>$G3271,0,ROUND((((($F3271-$B3271)/100)*IF('DBH-Upgrade'!$K$6='DBH-Upgrade'!$K$8,$CC3285,($BF3271/(($F3271-18)/100))))+((($B3271-18)/100)*$CB3285))*IF($E3271>50,IF($G3271=11,(1-(($E3271-50)*0.005)),IF($G3271=16,(1-(($E3271-50)*0.005)),IF($G3271=21,(1-(($E3271-50)*0.005)),1))),1)*$CE3285,0)))","v":205},{"$f":"IF($B3271>$F3271,0,IF($C3271>$G3271,0,ROUND((((($F3271-$B3271)/100)*IF('DBH-Upgrade'!$K$6='DBH-Upgrade'!$K$8,$CC3285,($BF3271/(($F3271-18)/100))))+((($B3271-18)/100)*$CB3285))*IF($E3271>50,IF($G3271=11,(1-(($E3271-50)*0.005)),IF($G3271=16,(1-(($E3271-50)*0.005)),IF($G3271=21,(1-(($E3271-50)*0.005)),1))),1)*$CD3285,0)))","v":216},{"$f":"IF($B3271>$F3271,0,IF($C3271>$G3271,0,ROUND((((($F3271-$B3271)/100)*IF('DBH-Upgrade'!$K$6='DBH-Upgrade'!$K$8,$CC3285,($BF3271/(($F3271-18)/100))))+((($B3271-18)/100)*$CB3285))*IF($E3271>50,IF($G3271=11,(1-(($E3271-50)*0.005)),IF($G3271=16,(1-(($E3271-50)*0.005)),IF($G3271=21,(1-(($E3271-50)*0.005)),1))),1),0)))","v":312},1.01,1.01,1.01,151,159,230,65,68,99,2.9237496801579874E-2,3.1861611898728645E-2,6.5251466875464487E-2,2,5.5,5.9,7.9,null,{"$f":"$BE628","v":3430},null,0.8,null,null,0,13.2,15.1,21.85,null,1,1,1,151,159,230,null,0,0,0,1,{"$error":"#VALUE!"},0,0,{"$error":"#VALUE!"},0.78402243332267385,0.72223627558039949,null,1,1,0.99999999999999978,0.99999999999999978,null,0]
["2652201015",{"$f":"'DBH-Upgrade'!$K$8-$CL3275","v":70},15,2,65,220,10,11.5,0,26,30,47.8,2219.4,{"$f":"IF($B3275>$F3275,0,IF($C3275>$G3275,0,ROUND((((($F3275-$B3275)/100)*IF('DBH-Upgrade'!$K$6='DBH-Upgrade'!$K$8,$BZ3289,($BE3275/(($F3275-18)/100))))+((($B3275-18)/100)*$CA3289))*$CE3289,0)))","v":0},{"$f":"IF($B3275>$F3275,0,IF($C3275>$G3275,0,ROUND((((($F3275-$B3275)/100)*IF('DBH-Upgrade'!$K$6='DBH-Upgrade'!$K$8,$BZ3289,($BE3275/(($F3275-18)/100))))+((($B3275-18)/100)*$CA3289))*$CD3289,0)))","v":0},{"$f":"IF($B3275>$F3275,0,IF($C3275>$G3275,0,ROUND(((($F3275-$B3275)/100)*IF('DBH-Upgrade'!$K$6='DBH-Upgrade'!$K$8,$BZ3289,($BE3275/(($F3275-18)/100))))+((($B3275-18)/100)*$CA3289),0)))","v":0},1.5,1.08,1.08,1.08,{"$f":"ROUND(M3275*POWER((($S$1-$S$2)/LN(($S$1-$S$3)/($S$2-$S$3)))/((75-65)/LN((75-20)/(65-20))),Q3275),0)","v":2219},{"$f":"IF($B3275>$F3275,0,IF($C3275>$G3275,0,ROUND(((($F3275-$B3275)/100)*(IF('DBH-Upgrade'!$K$6='DBH-Upgrade'!$K$8,$BZ3289,($BE3275/(($F3275-18)/100))))*$CH3289)+((($B3275-18)/100)*$CA3289*$CE3289*$CG3289),0)))","v":0},{"$f":"IF($B3275>$F3275,0,IF($C3275>$G3275,0,ROUND(((($F3275-$B3275)/100)*(IF('DBH-Upgrade'!$K$6='DBH-Upgrade'!$K$8,$BZ3289,($BE3275/(($F3275-18)/100))))*$CH3289)+((($B3275-18)/100)*$CA3289*$CD3289*$CG3289),0)))","v":0},{"$f":"IF($B3275>$F3275,0,IF($C3275>$G3275,0,ROUND(((($F3275-$B3275)/100)*(IF('DBH-Upgrade'!$K$6='DBH-Upgrade'!$K$8,$BZ3289,($BE3275/(($F3275-18)/100))))*$CH3289)+((($B3275-18)/100)*$CA3289*$CG3289),0)))","v":0},{"$f":"ROUND(U3275*3600/(4186*ABS($S$1-$S$2)),0)","v":191},{"$f":"ROUND(V3275*3600/(4186*ABS($S$1-$S$2)),0)","v":0},{"$f":"ROUND(W3275*3600/(4186*ABS($S$1-$S$2)),0)","v":0},{"$f":"ROUND(X3275*3600/(4186*ABS($S$1-$S$2)),0)","v":0},{"$f":"(($AG3275*(Y3275^$AH3275)*((($F3275-14.4)*$AI3275)/100))+($AJ3275*(Y3275^2)))*0.0098","v":0.27608901699177801},{"$f":"(($AG3275*(Z3275^$AH3275)*((($F3275-14.4)*$AI3275)/100))+($AJ3275*(Z3275^2)))*0.0098","v":0},{"$f":"(($AG3275*(AA3275^$AH3275)*((($F3275-14.4)*$AI3275)/100))+($AJ3275*(AA3275^2)))*0.0098","v":0},{"$f":"(($AG3275*(AB3275^$AH3275)*((($F3275-14.4)*$AI3275)/100))+($AJ3275*(AB3275^2)))*0.0098","v":0},3.969E-4,1.7345999999999999,2,3.6734700000000002E-4,{"$f":"IF($B3275>$F3275,0,IF($C3275>$G3275,0,ROUND((((($F3275-$B3275)/100)*IF('DBH-Upgrade'!$K$6='DBH-Upgrade'!$K$8,$CC3289,($BF3275/(($F3275-18)/100))))+((($B3275-18)/100)*$CB3289))*IF($E3275>50,IF($G3275=11,(1-(($E3275-50)*0.005)),IF($G3275=16,(1-(($E3275-50)*0.005)),IF($G3275=21,(1-(($E3275-50)*0.005)),1))),1)*$CE3289,0)))","v":0},{"$f":"IF($B3275>$F3275,0,IF($C3275>$G3275,0,ROUND((((($F3275-$B3275)/100)*IF('DBH-Upgrade'!$K$6='DBH-Upgrade'!$K$8,$CC3289,($BF3275/(($F3275-18)/100))))+((($B3275-18)/100)*$CB3289))*IF($E3275>50,IF($G3275=11,(1-(($E3275-50)*0.005)),IF($G3275=16,(1-(($E3275-50)*0.005)),IF($G3275=21,(1-(($E3275-50)*0.005)),1))),1)*$CD3289,0)))","v":0},{"$f":"IF($B3275>$F3275,0,IF($C3275>$G3275,0,ROUND((((($F3275-$B3275)/100)*IF('DBH-Upgrade'!$K$6='DBH-Upgrade'!$K$8,$CC3289,($BF3275/(($F3275-18)/100))))+((($B3275-18)/100)*$CB3289))*IF($E3275>50,IF($G3275=11,(1-(($E3275-50)*0.005)),IF($G3275=16,(1-(($E3275-50)*0.005)),IF($G3275=21,(1-(($E3275-50)*0.005)),1))),1),0)))","v":0},{"$f":"IF($G3275=10,0.98,IF($G3275=11,0.95,IF($G3275=15,1.01,IF($G3275=16,0.95,IF($G3275=20,0.95,IF($G3275=21,0.85))))))","v":0.98},0.98,0.98,0,0,0,{"$f":"ROUND(AQ3275*3600/(4186*ABS($AT$1-$AT$2)),0)","v":0},{"$f":"ROUND(AR3275*3600/(4186*ABS($AT$1-$AT$2)),0)","v":0},{"$f":"ROUND(AS3275*3600/(4186*ABS($AT$1-$AT$2)),0)","v":0},{"$f":"(($AG3275*(AT3275^$AH3275)*((($F3275-14.4)*$AI3275)/100))+($AJ3275*(AT3275^2)))*0.0098","v":0},{"$f":"(($AG3275*(AU3275^$AH3275)*((($F3275-14.4)*$AI3275)/100))+($AJ3275*(AU3275^2)))*0.0098","v":0},{"$f":"(($AG3275*(AV3275^$AH3275)*((($F3275-14.4)*$AI3275)/100))+($AJ3275*(AV3275^2)))*0.0098","v":0},1.5,5.5,5.9,7.9,null,2466,null,0.9,null,null,0,13.2,15.1,21.85,null,{"$f":"IF(1/(1+((2258*((0.622/((101325/(1*611*EXP(17.27*((($AT$1+$AT$2)/2)/((($AT$1+$AT$2)/2)+237.3))))))-1)*1000-(0.622/((101325/($AV$1*611*EXP(17.27*($AT$3/($AT$3+237.3))))))-1)*1000))/(1005*((($AT$1+$AT$2)/2)-$AT$3))))>1,1,1/(1+((2258*((0.622/((101325/(1*611*EXP(17.27*((($AT$1+$AT$2)/2)/((($AT$1+$AT$2)/2)+237.3))))))-1)*1000-(0.622/((101325/($AV$1*611*EXP(17.27*($AT$3/($AT$3+237.3))))))-1)*1000))/(1005*((($AT$1+$AT$2)/2)-$AT$3)))))","v":1},1,1,0,0,0,null,0,0,0,1,2298,4062,502,78,0.78402243332267385,0.72223627558039949,null,1,1,0.99999999999999978,0.99999999999999978,null,0]
["2652401515",{"$f":"'DBH-Upgrade'!$K$8-$CL3283","v":70},15,2,65,240,15,16.5,0,26,30,48.1,3292.8,{"$f":"IF($B3283>$F3283,0,IF($C3283>$G3283,0,ROUND((((($F3283-$B3283)/100)*IF('DBH-Upgrade'!$K$6='DBH-Upgrade'!$K$8,$BZ3297,($BE3283/(($F3283-18)/100))))+((($B3283-18)/100)*$CA3297))*$CE3297,0)))","v":2914},{"$f":"IF($B3283>$F3283,0,IF($C3283>$G3283,0,ROUND((((($F3283-$B3283)/100)*IF('DBH-Upgrade'!$K$6='DBH-Upgrade'!$K$8,$BZ3297,($BE3283/(($F3283-18)/100))))+((($B3283-18)/100)*$CA3297))*$CD3297,0)))","v":3020},{"$f":"IF($B3283>$F3283,0,IF($C3283>$G3283,0,ROUND(((($F3283-$B3283)/100)*IF('DBH-Upgrade'!$K$6='DBH-Upgrade'!$K$8,$BZ3297,($BE3283/(($F3283-18)/100))))+((($B3283-18)/100)*$CA3297),0)))","v":4429},1.5,1.08,1.08,1.08,3293,{"$f":"IF($B3283>$F3283,0,IF($C3283>$G3283,0,ROUND(((($F3283-$B3283)/100)*(IF('DBH-Upgrade'!$K$6='DBH-Upgrade'!$K$8,$BZ3297,($BE3283/(($F3283-18)/100))))*$CH3297)+((($B3283-18)/100)*$CA3297*$CE3297*$CG3297),0)))","v":3853},{"$f":"IF($B3283>$F3283,0,IF($C3283>$G3283,0,ROUND(((($F3283-$B3283)/100)*(IF('DBH-Upgrade'!$K$6='DBH-Upgrade'!$K$8,$BZ3297,($BE3283/(($F3283-18)/100))))*$CH3297)+((($B3283-18)/100)*$CA3297*$CD3297*$CG3297),0)))","v":3894},{"$f":"IF($B3283>$F3283,0,IF($C3283>$G3283,0,ROUND(((($F3283-$B3283)/100)*(IF('DBH-Upgrade'!$K$6='DBH-Upgrade'!$K$8,$BZ3297,($BE3283/(($F3283-18)/100))))*$CH3297)+((($B3283-18)/100)*$CA3297*$CG3297),0)))","v":4429},283,331,335,381,0.51777416709000623,0.69931956136513895,0.71563388949659512,0.91628563961068066,2.0829999999999999E-4,1.724,2,4.6182900000000003E-4,{"$f":"IF($B3283>$F3283,0,IF($C3283>$G3283,0,ROUND((((($F3283-$B3283)/100)*IF('DBH-Upgrade'!$K$6='DBH-Upgrade'!$K$8,$CC3297,($BF3283/(($F3283-18)/100))))+((($B3283-18)/100)*$CB3297))*IF($E3283>50,IF($G3283=11,(1-(($E3283-50)*0.005)),IF($G3283=16,(1-(($E3283-50)*0.005)),IF($G3283=21,(1-(($E3283-50)*0.005)),1))),1)*$CE3297,0)))","v":222},{"$f":"IF($B3283>$F3283,0,IF($C3283>$G3283,0,ROUND((((($F3283-$B3283)/100)*IF('DBH-Upgrade'!$K$6='DBH-Upgrade'!$K$8,$CC3297,($BF3283/(($F3283-18)/100))))+((($B3283-18)/100)*$CB3297))*IF($E3283>50,IF($G3283=11,(1-(($E3283-50)*0.005)),IF($G3283=16,(1-(($E3283-50)*0.005)),IF($G3283=21,(1-(($E3283-50)*0.005)),1))),1)*$CD3297,0)))","v":230},{"$f":"IF($B3283>$F3283,0,IF($C3283>$G3283,0,ROUND((((($F3283-$B3283)/100)*IF('DBH-Upgrade'!$K$6='DBH-Upgrade'!$K$8,$CC3297,($BF3283/(($F3283-18)/100))))+((($B3283-18)/100)*$CB3297))*IF($E3283>50,IF($G3283=11,(1-(($E3283-50)*0.005)),IF($G3283=16,(1-(($E3283-50)*0.005)),IF($G3283=21,(1-(($E3283-50)*0.005)),1))),1),0)))","v":337},1.01,1.01,1.01,151,157,230,65,68,99,3.1417554356877264E-2,3.4218021036213263E-2,6.9754243554616319E-2,2.4,5.5,5.9,7.9,null,4116,null,0.8,null,null,0,13.2,15.1,21.85,null,1,1,1,151,157,230,null,0,0,0,1,{"$error":"#VALUE!"},0,0,{"$error":"#VALUE!"},0.76885591203746129,0.70538685838828352,null,1,1,0.99999999999999978,0.99999999999999978,null,0]
["2652602015",{"$f":"'DBH-Upgrade'!$K$8-$CL3291","v":50},15,2,65,260,20,21.5,0,26,30,48.1,4973.6000000000004,{"$f":"IF($B3291>$F3291,0,IF($C3291>$G3291,0,ROUND((((($F3291-$B3291)/100)*IF('DBH-Upgrade'!$K$6='DBH-Upgrade'!$K$8,$BZ3305,($BE3291/(($F3291-18)/100))))+((($B3291-18)/100)*$CA3305))*$CE3305,0)))","v":4165},{"$f":"IF($B3291>$F3291,0,IF($C3291>$G3291,0,ROUND((((($F3291-$B3291)/100)*IF('DBH-Upgrade'!$K$6='DBH-Upgrade'!$K$8,$BZ3305,($BE3291/(($F3291-18)/100))))+((($B3291-18)/100)*$CA3305))*$CD3305,0)))","v":4594},{"$f":"IF($B3291>$F3291,0,IF($C3291>$G3291,0,ROUND(((($F3291-$B3291)/100)*IF('DBH-Upgrade'!$K$6='DBH-Upgrade'!$K$8,$BZ3305,($BE3291/(($F3291-18)/100))))+((($B3291-18)/100)*$CA3305),0)))","v":6126},1.5,1.08,1.08,1.08,4974,{"$f":"IF($B3291>$F3291,0,IF($C3291>$G3291,0,ROUND(((($F3291-$B3291)/100)*(IF('DBH-Upgrade'!$K$6='DBH-Upgrade'!$K$8,$BZ3305,($BE3291/(($F3291-18)/100))))*$CH3305)+((($B3291-18)/100)*$CA3305*$CE3305*$CG3305),0)))","v":5710},{"$f":"IF($B3291>$F3291,0,IF($C3291>$G3291,0,ROUND(((($F3291-$B3291)/100)*(IF('DBH-Upgrade'!$K$6='DBH-Upgrade'!$K$8,$BZ3305,($BE3291/(($F3291-18)/100))))*$CH3305)+((($B3291-18)/100)*$CA3305*$CD3305*$CG3305),0)))","v":5801},{"$f":"IF($B3291>$F3291,0,IF($C3291>$G3291,0,ROUND(((($F3291-$B3291)/100)*(IF('DBH-Upgrade'!$K$6='DBH-Upgrade'!$K$8,$BZ3305,($BE3291/(($F3291-18)/100))))*$CH3305)+((($B3291-18)/100)*$CA3305*$CG3305),0)))","v":6126},428,491,499,527,0.88474314985734626,1.1540856092504426,1.1907754246385394,1.3235913697627018,1.2760000000000001E-4,1.7219,2,3.76611E-4,{"$f":"IF($B3291>$F3291,0,IF($C3291>$G3291,0,ROUND((((($F3291-$B3291)/100)*IF('DBH-Upgrade'!$K$6='DBH-Upgrade'!$K$8,$CC3305,($BF3291/(($F3291-18)/100))))+((($B3291-18)/100)*$CB3305))*IF($E3291>50,IF($G3291=11,(1-(($E3291-50)*0.005)),IF($G3291=16,(1-(($E3291-50)*0.005)),IF($G3291=21,(1-(($E3291-50)*0.005)),1))),1)*$CE3305,0)))","v":221},{"$f":"IF($B3291>$F3291,0,IF($C3291>$G3291,0,ROUND((((($F3291-$B3291)/100)*IF('DBH-Upgrade'!$K$6='DBH-Upgrade'!$K$8,$CC3305,($BF3291/(($F3291-18)/100))))+((($B3291-18)/100)*$CB3305))*IF($E3291>50,IF($G3291=11,(1-(($E3291-50)*0.005)),IF($G3291=16,(1-(($E3291-50)*0.005)),IF($G3291=21,(1-(($E3291-50)*0.005)),1))),1)*$CD3305,0)))","v":243},{"$f":"IF($B3291>$F3291,0,IF($C3291>$G3291,0,ROUND((((($F3291-$B3291)/100)*IF('DBH-Upgrade'!$K$6='DBH-Upgrade'!$K$8,$CC3305,($BF3291/(($F3291-18)/100))))+((($B3291-18)/100)*$CB3305))*IF($E3291>50,IF($G3291=11,(1-(($E3291-50)*0.005)),IF($G3291=16,(1-(($E3291-50)*0.005)),IF($G3291=21,(1-(($E3291-50)*0.005)),1))),1),0)))","v":324},0.95,0.95,0.95,109,120,161,47,52,69,1.2803672568722465E-2,1.5514936607605079E-2,2.6580275887806055E-2,3.5,5.5,5.9,7.9,null,6217,null,0.8,null,null,0,13.2,15.1,21.85,null,1,1,1,109,120,161,null,0,0,0,1,1615,3238,442,63,0.68521071868549555,0.65780685179925613,null,1,1,0.99999999999999978,0.99999999999999978,null,20]
["2652801615",{"$f":"'DBH-Upgrade'!$K$8-$CL3296","v":70},15,2,65,280,16,16.5,0,26,30,48.9,4240.4800000000005,{"$f":"IF($B3296>$F3296,0,IF($C3296>$G3296,0,ROUND((((($F3296-$B3296)/100)*IF('DBH-Upgrade'!$K$6='DBH-Upgrade'!$K$8,$BZ3310,($BE3296/(($F3296-18)/100))))+((($B3296-18)/100)*$CA3310))*$CE3310,0)))","v":6096},{"$f":"IF($B3296>$F3296,0,IF($C3296>$G3296,0,ROUND((((($F3296-$B3296)/100)*IF('DBH-Upgrade'!$K$6='DBH-Upgrade'!$K$8,$BZ3310,($BE3296/(($F3296-18)/100))))+((($B3296-18)/100)*$CA3310))*$CD3310,0)))","v":6233},{"$f":"IF($B3296>$F3296,0,IF($C3296>$G3296,0,ROUND(((($F3296-$B3296)/100)*IF('DBH-Upgrade'!$K$6='DBH-Upgrade'!$K$8,$BZ3310,($BE3296/(($F3296-18)/100))))+((($B3296-18)/100)*$CA3310),0)))","v":9262},1.5,1.1000000000000001,1.1000000000000001,1.1000000000000001,4240,{"$f":"IF($B3296>$F3296,0,IF($C3296>$G3296,0,ROUND(((($F3296-$B3296)/100)*(IF('DBH-Upgrade'!$K$6='DBH-Upgrade'!$K$8,$BZ3310,($BE3296/(($F3296-18)/100))))*$CH3310)+((($B3296-18)/100)*$CA3310*$CE3310*$CG3310),0)))","v":8420},{"$f":"IF($B3296>$F3296,0,IF($C3296>$G3296,0,ROUND(((($F3296-$B3296)/100)*(IF('DBH-Upgrade'!$K$6='DBH-Upgrade'!$K$8,$BZ3310,($BE3296/(($F3296-18)/100))))*$CH3310)+((($B3296-18)/100)*$CA3310*$CD3310*$CG3310),0)))","v":8457},{"$f":"IF($B3296>$F3296,0,IF($C3296>$G3296,0,ROUND(((($F3296-$B3296)/100)*(IF('DBH-Upgrade'!$K$6='DBH-Upgrade'!$K$8,$BZ3310,($BE3296/(($F3296-18)/100))))*$CH3310)+((($B3296-18)/100)*$CA3310*$CG3310),0)))","v":9262},365,724,727,797,2.3854587167962675,9.0013727788752664,9.0740004619629797,10.849524916894591,2.0829999999999999E-4,1.724,4,1.392796E-3,{"$f":"IF($B3296>$F3296,0,IF($C3296>$G3296,0,ROUND((((($F3296-$B3296)/100)*IF('DBH-Upgrade'!$K$6='DBH-Upgrade'!$K$8,$CC3310,($BF3296/(($F3296-18)/100))))+((($B3296-18)/100)*$CB3310))*IF($E3296>50,IF($G3296=11,(1-(($E3296-50)*0.005)),IF($G3296=16,(1-(($E3296-50)*0.005)),IF($G3296=21,(1-(($E3296-50)*0.005)),1))),1)*$CE3310,0)))","v":325},{"$f":"IF($B3296>$F3296,0,IF($C3296>$G3296,0,ROUND((((($F3296-$B3296)/100)*IF('DBH-Upgrade'!$K$6='DBH-Upgrade'!$K$8,$CC3310,($BF3296/(($F3296-18)/100))))+((($B3296-18)/100)*$CB3310))*IF($E3296>50,IF($G3296=11,(1-(($E3296-50)*0.005)),IF($G3296=16,(1-(($E3296-50)*0.005)),IF($G3296=21,(1-(($E3296-50)*0.005)),1))),1)*$CD3310,0)))","v":333},{"$f":"IF($B3296>$F3296,0,IF($C3296>$G3296,0,ROUND((((($F3296-$B3296)/100)*IF('DBH-Upgrade'!$K$6='DBH-Upgrade'!$K$8,$CC3310,($BF3296/(($F3296-18)/100))))+((($B3296-18)/100)*$CB3310))*IF($E3296>50,IF($G3296=11,(1-(($E3296-50)*0.005)),IF($G3296=16,(1-(($E3296-50)*0.005)),IF($G3296=21,(1-(($E3296-50)*0.005)),1))),1),0)))","v":494},0.95,0.95,0.95,248,254,377,107,109,162,0.22464127511866464,0.23275585039001781,0.49798272720736986,5.6,5.5,5.9,7.9,null,6236,null,0.68,null,null,0,13.2,15.1,21.85,null,1,1,1,248,254,377,null,0,0,0,1,{"$error":"#VALUE!"},0,0,{"$error":"#VALUE!"},0.75027509009945204,0.68488673514658593,null,1,1,0.99999999999999978,0.99999999999999978,null,0]
["295602015",{"$f":"'DBH-Upgrade'!$K$8-$CL3303","v":70},15,2,95,60,20,21.5,0,26,30,41.1,1364.8000000000002,{"$f":"IF($B3303>$F3303,0,IF($C3303>$G3303,0,ROUND((((($F3303-$B3303)/100)*IF('DBH-Upgrade'!$K$6='DBH-Upgrade'!$K$8,$BZ3317,($BE3303/(($F3303-18)/100))))+((($B3303-18)/100)*$CA3317))*$CE3317,0)))","v":0},{"$f":"IF($B3303>$F3303,0,IF($C3303>$G3303,0,ROUND((((($F3303-$B3303)/100)*IF('DBH-Upgrade'!$K$6='DBH-Upgrade'!$K$8,$BZ3317,($BE3303/(($F3303-18)/100))))+((($B3303-18)/100)*$CA3317))*$CD3317,0)))","v":0},{"$f":"IF($B3303>$F3303,0,IF($C3303>$G3303,0,ROUND(((($F3303-$B3303)/100)*IF('DBH-Upgrade'!$K$6='DBH-Upgrade'!$K$8,$BZ3317,($BE3303/(($F3303-18)/100))))+((($B3303-18)/100)*$CA3317),0)))","v":0},1.5,1.08,1.08,1.08,1365,{"$f":"IF($B3303>$F3303,0,IF($C3303>$G3303,0,ROUND(((($F3303-$B3303)/100)*(IF('DBH-Upgrade'!$K$6='DBH-Upgrade'!$K$8,$BZ3317,($BE3303/(($F3303-18)/100))))*$CH3317)+((($B3303-18)/100)*$CA3317*$CE3317*$CG3317),0)))","v":0},{"$f":"IF($B3303>$F3303,0,IF($C3303>$G3303,0,ROUND(((($F3303-$B3303)/100)*(IF('DBH-Upgrade'!$K$6='DBH-Upgrade'!$K$8,$BZ3317,($BE3303/(($F3303-18)/100))))*$CH3317)+((($B3303-18)/100)*$CA3317*$CD3317*$CG3317),0)))","v":0},{"$f":"IF($B3303>$F3303,0,IF($C3303>$G3303,0,ROUND(((($F3303-$B3303)/100)*(IF('DBH-Upgrade'!$K$6='DBH-Upgrade'!$K$8,$BZ3317,($BE3303/(($F3303-18)/100))))*$CH3317)+((($B3303-18)/100)*$CA3317*$CG3317),0)))","v":0},117,0,0,0,5.4675418666438221E-2,0,0,0,1.2760000000000001E-4,1.7219,2,3.76611E-4,{"$f":"IF($B3303>$F3303,0,IF($C3303>$G3303,0,ROUND((((($F3303-$B3303)/100)*IF('DBH-Upgrade'!$K$6='DBH-Upgrade'!$K$8,$CC3317,($BF3303/(($F3303-18)/100))))+((($B3303-18)/100)*$CB3317))*IF($E3303>50,IF($G3303=11,(1-(($E3303-50)*0.005)),IF($G3303=16,(1-(($E3303-50)*0.005)),IF($G3303=21,(1-(($E3303-50)*0.005)),1))),1)*$CE3317,0)))","v":0},{"$f":"IF($B3303>$F3303,0,IF($C3303>$G3303,0,ROUND((((($F3303-$B3303)/100)*IF('DBH-Upgrade'!$K$6='DBH-Upgrade'!$K$8,$CC3317,($BF3303/(($F3303-18)/100))))+((($B3303-18)/100)*$CB3317))*IF($E3303>50,IF($G3303=11,(1-(($E3303-50)*0.005)),IF($G3303=16,(1-(($E3303-50)*0.005)),IF($G3303=21,(1-(($E3303-50)*0.005)),1))),1)*$CD3317,0)))","v":0},{"$f":"IF($B3303>$F3303,0,IF($C3303>$G3303,0,ROUND((((($F3303-$B3303)/100)*IF('DBH-Upgrade'!$K$6='DBH-Upgrade'!$K$8,$CC3317,($BF3303/(($F3303-18)/100))))+((($B3303-18)/100)*$CB3317))*IF($E3303>50,IF($G3303=11,(1-(($E3303-50)*0.005)),IF($G3303=16,(1-(($E3303-50)*0.005)),IF($G3303=21,(1-(($E3303-50)*0.005)),1))),1),0)))","v":0},0.95,0.95,0.95,0,0,0,0,0,0,0,0,0,0.8,"DBH-unit is too long!","DBH-unit is too long!","DBH-unit is too long!",null,1706,null,0.8,null,null,0,"DBH-unit is too long!","DBH-unit is too long!","DBH-unit is too long!",null,1,1,1,0,0,0,null,0,0,0,1,1615,3238,442,63,0.68190449384530405,0.65796861393376183,null,1,1,0.99999999999999978,0.99999999999999978,null,0]
["295801015",{"$f":"'DBH-Upgrade'!$K$8-$CL3311","v":70},15,2,95,80,10,11.5,0,26,30,42.4,1005.3000000000001,{"$f":"IF($B3311>$F3311,0,IF($C3311>$G3311,0,ROUND((((($F3311-$B3311)/100)*IF('DBH-Upgrade'!$K$6='DBH-Upgrade'!$K$8,$BZ3325,($BE3311/(($F3311-18)/100))))+((($B3311-18)/100)*$CA3325))*$CE3325,0)))","v":0},{"$f":"IF($B3311>$F3311,0,IF($C3311>$G3311,0,ROUND((((($F3311-$B3311)/100)*IF('DBH-Upgrade'!$K$6='DBH-Upgrade'!$K$8,$BZ3325,($BE3311/(($F3311-18)/100))))+((($B3311-18)/100)*$CA3325))*$CD3325,0)))","v":0},{"$f":"IF($B3311>$F3311,0,IF($C3311>$G3311,0,ROUND(((($F3311-$B3311)/100)*IF('DBH-Upgrade'!$K$6='DBH-Upgrade'!$K$8,$BZ3325,($BE3311/(($F3311-18)/100))))+((($B3311-18)/100)*$CA3325),0)))","v":0},1.5,1.08,1.08,1.08,1005,{"$f":"IF($B3311>$F3311,0,IF($C3311>$G3311,0,ROUND(((($F3311-$B3311)/100)*(IF('DBH-Upgrade'!$K$6='DBH-Upgrade'!$K$8,$BZ3325,($BE3311/(($F3311-18)/100))))*$CH3325)+((($B3311-18)/100)*$CA3325*$CE3325*$CG3325),0)))","v":0},{"$f":"IF($B3311>$F3311,0,IF($C3311>$G3311,0,ROUND(((($F3311-$B3311)/100)*(IF('DBH-Upgrade'!$K$6='DBH-Upgrade'!$K$8,$BZ3325,($BE3311/(($F3311-18)/100))))*$CH3325)+((($B3311-18)/100)*$CA3325*$CD3325*$CG3325),0)))","v":0},{"$f":"IF($B3311>$F3311,0,IF($C3311>$G3311,0,ROUND(((($F3311-$B3311)/100)*(IF('DBH-Upgrade'!$K$6='DBH-Upgrade'!$K$8,$BZ3325,($BE3311/(($F3311-18)/100))))*$CH3325)+((($B3311-18)/100)*$CA3325*$CG3325),0)))","v":0},86,0,0,0,3.819796677405591E-2,0,0,0,3.969E-4,1.7345999999999999,2,3.6734700000000002E-4,{"$f":"IF($B3311>$F3311,0,IF($C3311>$G3311,0,ROUND((((($F3311-$B3311)/100)*IF('DBH-Upgrade'!$K$6='DBH-Upgrade'!$K$8,$CC3325,($BF3311/(($F3311-18)/100))))+((($B3311-18)/100)*$CB3325))*IF($E3311>50,IF($G3311=11,(1-(($E3311-50)*0.005)),IF($G3311=16,(1-(($E3311-50)*0.005)),IF($G3311=21,(1-(($E3311-50)*0.005)),1))),1)*$CE3325,0)))","v":0},{"$f":"IF($B3311>$F3311,0,IF($C3311>$G3311,0,ROUND((((($F3311-$B3311)/100)*IF('DBH-Upgrade'!$K$6='DBH-Upgrade'!$K$8,$CC3325,($BF3311/(($F3311-18)/100))))+((($B3311-18)/100)*$CB3325))*IF($E3311>50,IF($G3311=11,(1-(($E3311-50)*0.005)),IF($G3311=16,(1-(($E3311-50)*0.005)),IF($G3311=21,(1-(($E3311-50)*0.005)),1))),1)*$CD3325,0)))","v":0},{"$f":"IF($B3311>$F3311,0,IF($C3311>$G3311,0,ROUND((((($F3311-$B3311)/100)*IF('DBH-Upgrade'!$K$6='DBH-Upgrade'!$K$8,$CC3325,($BF3311/(($F3311-18)/100))))+((($B3311-18)/100)*$CB3325))*IF($E3311>50,IF($G3311=11,(1-(($E3311-50)*0.005)),IF($G3311=16,(1-(($E3311-50)*0.005)),IF($G3311=21,(1-(($E3311-50)*0.005)),1))),1),0)))","v":0},0.98,0.98,0.98,0,0,0,0,0,0,0,0,0,0.5,5.5,5.9,7.9,null,1117,null,0.9,null,null,0,13.2,15.1,21.85,null,1,1,1,0,0,0,null,0,0,0,1,2298,4062,502,78,0.75077946095441817,0.68,null,1,1,0.99999999999999978,0.99999999999999978,null,0]
["295802115",{"$f":"'DBH-Upgrade'!$K$8-$CL3316","v":70},15,2,95,80,21,21.5,0,26,30,42.4,2442.4,{"$f":"IF($B3316>$F3316,0,IF($C3316>$G3316,0,ROUND((((($F3316-$B3316)/100)*IF('DBH-Upgrade'!$K$6='DBH-Upgrade'!$K$8,$BZ3330,($BE3316/(($F3316-18)/100))))+((($B3316-18)/100)*$CA3330))*$CE3330,0)))","v":2377},{"$f":"IF($B3316>$F3316,0,IF($C3316>$G3316,0,ROUND((((($F3316-$B3316)/100)*IF('DBH-Upgrade'!$K$6='DBH-Upgrade'!$K$8,$BZ3330,($BE3316/(($F3316-18)/100))))+((($B3316-18)/100)*$CA3330))*$CD3330,0)))","v":2549},{"$f":"IF($B3316>$F3316,0,IF($C3316>$G3316,0,ROUND(((($F3316-$B3316)/100)*IF('DBH-Upgrade'!$K$6='DBH-Upgrade'!$K$8,$BZ3330,($BE3316/(($F3316-18)/100))))+((($B3316-18)/100)*$CA3330),0)))","v":3420},1.5,1.05,1.05,1.05,2442,{"$f":"IF($B3316>$F3316,0,IF($C3316>$G3316,0,ROUND(((($F3316-$B3316)/100)*(IF('DBH-Upgrade'!$K$6='DBH-Upgrade'!$K$8,$BZ3330,($BE3316/(($F3316-18)/100))))*$CH3330)+((($B3316-18)/100)*$CA3330*$CE3330*$CG3330),0)))","v":2453},{"$f":"IF($B3316>$F3316,0,IF($C3316>$G3316,0,ROUND(((($F3316-$B3316)/100)*(IF('DBH-Upgrade'!$K$6='DBH-Upgrade'!$K$8,$BZ3330,($BE3316/(($F3316-18)/100))))*$CH3330)+((($B3316-18)/100)*$CA3330*$CD3330*$CG3330),0)))","v":2612},{"$f":"IF($B3316>$F3316,0,IF($C3316>$G3316,0,ROUND(((($F3316-$B3316)/100)*(IF('DBH-Upgrade'!$K$6='DBH-Upgrade'!$K$8,$BZ3330,($BE3316/(($F3316-18)/100))))*$CH3330)+((($B3316-18)/100)*$CA3330*$CG3330),0)))","v":3420},210,211,225,294,0.25493659285573073,0.25732674402542394,0.29194322426062352,0.49394887463654819,1.2760000000000001E-4,1.7219,4,5.1420100000000005E-4,{"$f":"IF($B3316>$F3316,0,IF($C3316>$G3316,0,ROUND((((($F3316-$B3316)/100)*IF('DBH-Upgrade'!$K$6='DBH-Upgrade'!$K$8,$CC3330,($BF3316/(($F3316-18)/100))))+((($B3316-18)/100)*$CB3330))*IF($E3316>50,IF($G3316=11,(1-(($E3316-50)*0.005)),IF($G3316=16,(1-(($E3316-50)*0.005)),IF($G3316=21,(1-(($E3316-50)*0.005)),1))),1)*$CE3330,0)))","v":227},{"$f":"IF($B3316>$F3316,0,IF($C3316>$G3316,0,ROUND((((($F3316-$B3316)/100)*IF('DBH-Upgrade'!$K$6='DBH-Upgrade'!$K$8,$CC3330,($BF3316/(($F3316-18)/100))))+((($B3316-18)/100)*$CB3330))*IF($E3316>50,IF($G3316=11,(1-(($E3316-50)*0.005)),IF($G3316=16,(1-(($E3316-50)*0.005)),IF($G3316=21,(1-(($E3316-50)*0.005)),1))),1)*$CD3330,0)))","v":243},{"$f":"IF($B3316>$F3316,0,IF($C3316>$G3316,0,ROUND((((($F3316-$B3316)/100)*IF('DBH-Upgrade'!$K$6='DBH-Upgrade'!$K$8,$CC3330,($BF3316/(($F3316-18)/100))))+((($B3316-18)/100)*$CB3330))*IF($E3316>50,IF($G3316=11,(1-(($E3316-50)*0.005)),IF($G3316=16,(1-(($E3316-50)*0.005)),IF($G3316=21,(1-(($E3316-50)*0.005)),1))),1),0)))","v":326},0.85,0.85,0.85,286,307,411,123,132,177,8.9258715433195926E-2,0.10250721708800391,0.18224047958741046,2.1,5.5,5.9,7.9,null,3053,null,0.8,null,null,0,13.2,15.1,21.85,null,1,1,1,286,307,411,null,0,0,0,1,3238,4735,725,75,0.75555534806492441,0.70383877729866806,null,1,1,0.99999999999999978,0.99999999999999978,null,0]
["2951001515",{"$f":"'DBH-Upgrade'!$K$8-$CL3325","v":70},15,2,95,100,15,16.5,0,26,30,44.1,1612.8000000000002,{"$f":"IF($B3325>$F3325,0,IF($C3325>$G3325,0,ROUND((((($F3325-$B3325)/100)*IF('DBH-Upgrade'!$K$6='DBH-Upgrade'!$K$8,$BZ3339,($BE3325/(($F3325-18)/100))))+((($B3325-18)/100)*$CA3339))*$CE3339,0)))","v":1469},{"$f":"IF($B3325>$F3325,0,IF($C3325>$G3325,0,ROUND((((($F3325-$B3325)/100)*IF('DBH-Upgrade'!$K$6='DBH-Upgrade'!$K$8,$BZ3339,($BE3325/(($F3325-18)/100))))+((($B3325-18)/100)*$CA3339))*$CD3339,0)))","v":1573},{"$f":"IF($B3325>$F3325,0,IF($C3325>$G3325,0,ROUND(((($F3325-$B3325)/100)*IF('DBH-Upgrade'!$K$6='DBH-Upgrade'!$K$8,$BZ3339,($BE3325/(($F3325-18)/100))))+((($B3325-18)/100)*$CA3339),0)))","v":2168},1.5,1.08,1.08,1.08,1613,{"$f":"IF($B3325>$F3325,0,IF($C3325>$G3325,0,ROUND(((($F3325-$B3325)/100)*(IF('DBH-Upgrade'!$K$6='DBH-Upgrade'!$K$8,$BZ3339,($BE3325/(($F3325-18)/100))))*$CH3339)+((($B3325-18)/100)*$CA3339*$CE3339*$CG3339),0)))","v":1625},{"$f":"IF($B3325>$F3325,0,IF($C3325>$G3325,0,ROUND(((($F3325-$B3325)/100)*(IF('DBH-Upgrade'!$K$6='DBH-Upgrade'!$K$8,$BZ3339,($BE3325/(($F3325-18)/100))))*$CH3339)+((($B3325-18)/100)*$CA3339*$CD3339*$CG3339),0)))","v":1706},{"$f":"IF($B3325>$F3325,0,IF($C3325>$G3325,0,ROUND(((($F3325-$B3325)/100)*(IF('DBH-Upgrade'!$K$6='DBH-Upgrade'!$K$8,$BZ3339,($BE3325/(($F3325-18)/100))))*$CH3339)+((($B3325-18)/100)*$CA3339*$CG3339),0)))","v":2168},139,140,147,186,0.10474261391297537,0.10622044057259034,0.11684978416913024,0.18515868918786854,2.0829999999999999E-4,1.724,2,4.6182900000000003E-4,{"$f":"IF($B3325>$F3325,0,IF($C3325>$G3325,0,ROUND((((($F3325-$B3325)/100)*IF('DBH-Upgrade'!$K$6='DBH-Upgrade'!$K$8,$CC3339,($BF3325/(($F3325-18)/100))))+((($B3325-18)/100)*$CB3339))*IF($E3325>50,IF($G3325=11,(1-(($E3325-50)*0.005)),IF($G3325=16,(1-(($E3325-50)*0.005)),IF($G3325=21,(1-(($E3325-50)*0.005)),1))),1)*$CE3339,0)))","v":169},{"$f":"IF($B3325>$F3325,0,IF($C3325>$G3325,0,ROUND((((($F3325-$B3325)/100)*IF('DBH-Upgrade'!$K$6='DBH-Upgrade'!$K$8,$CC3339,($BF3325/(($F3325-18)/100))))+((($B3325-18)/100)*$CB3339))*IF($E3325>50,IF($G3325=11,(1-(($E3325-50)*0.005)),IF($G3325=16,(1-(($E3325-50)*0.005)),IF($G3325=21,(1-(($E3325-50)*0.005)),1))),1)*$CD3339,0)))","v":180},{"$f":"IF($B3325>$F3325,0,IF($C3325>$G3325,0,ROUND((((($F3325-$B3325)/100)*IF('DBH-Upgrade'!$K$6='DBH-Upgrade'!$K$8,$CC3339,($BF3325/(($F3325-18)/100))))+((($B3325-18)/100)*$CB3339))*IF($E3325>50,IF($G3325=11,(1-(($E3325-50)*0.005)),IF($G3325=16,(1-(($E3325-50)*0.005)),IF($G3325=21,(1-(($E3325-50)*0.005)),1))),1),0)))","v":249},1.01,1.01,1.01,156,167,230,67,72,99,2.5232423143198904E-2,2.9027329048777435E-2,5.3994525177584914E-2,1,5.5,5.9,7.9,null,2016,null,0.8,null,null,0,13.2,15.1,21.85,null,1,1,1,156,167,230,null,0,0,0,1,{"$error":"#VALUE!"},0,0,{"$error":"#VALUE!"},0.82845886137907021,0.77133936020072458,null,1,1,0.99999999999999978,0.99999999999999978,null,0]
["2951101515",{"$f":"'DBH-Upgrade'!$K$8-$CL3331","v":60},15,2,95,110,15,16.5,0,26,30,44.1,1774.4,{"$f":"IF($B3331>$F3331,0,IF($C3331>$G3331,0,ROUND((((($F3331-$B3331)/100)*IF('DBH-Upgrade'!$K$6='DBH-Upgrade'!$K$8,$BZ3345,($BE3331/(($F3331-18)/100))))+((($B3331-18)/100)*$CA3345))*$CE3345,0)))","v":1468},{"$f":"IF($B3331>$F3331,0,IF($C3331>$G3331,0,ROUND((((($F3331-$B3331)/100)*IF('DBH-Upgrade'!$K$6='DBH-Upgrade'!$K$8,$BZ3345,($BE3331/(($F3331-18)/100))))+((($B3331-18)/100)*$CA3345))*$CD3345,0)))","v":1572},{"$f":"IF($B3331>$F3331,0,IF($C3331>$G3331,0,ROUND(((($F3331-$B3331)/100)*IF('DBH-Upgrade'!$K$6='DBH-Upgrade'!$K$8,$BZ3345,($BE3331/(($F3331-18)/100))))+((($B3331-18)/100)*$CA3345),0)))","v":2167},1.5,1.08,1.08,1.08,1774,{"$f":"IF($B3331>$F3331,0,IF($C3331>$G3331,0,ROUND(((($F3331-$B3331)/100)*(IF('DBH-Upgrade'!$K$6='DBH-Upgrade'!$K$8,$BZ3345,($BE3331/(($F3331-18)/100))))*$CH3345)+((($B3331-18)/100)*$CA3345*$CE3345*$CG3345),0)))","v":1729},{"$f":"IF($B3331>$F3331,0,IF($C3331>$G3331,0,ROUND(((($F3331-$B3331)/100)*(IF('DBH-Upgrade'!$K$6='DBH-Upgrade'!$K$8,$BZ3345,($BE3331/(($F3331-18)/100))))*$CH3345)+((($B3331-18)/100)*$CA3345*$CD3345*$CG3345),0)))","v":1794},{"$f":"IF($B3331>$F3331,0,IF($C3331>$G3331,0,ROUND(((($F3331-$B3331)/100)*(IF('DBH-Upgrade'!$K$6='DBH-Upgrade'!$K$8,$BZ3345,($BE3331/(($F3331-18)/100))))*$CH3345)+((($B3331-18)/100)*$CA3345*$CG3345),0)))","v":2167},153,149,154,186,0.12874087235060905,0.12225595554100234,0.13038777510015997,0.18849745268841395,2.0829999999999999E-4,1.724,2,4.6182900000000003E-4,{"$f":"IF($B3331>$F3331,0,IF($C3331>$G3331,0,ROUND((((($F3331-$B3331)/100)*IF('DBH-Upgrade'!$K$6='DBH-Upgrade'!$K$8,$CC3345,($BF3331/(($F3331-18)/100))))+((($B3331-18)/100)*$CB3345))*IF($E3331>50,IF($G3331=11,(1-(($E3331-50)*0.005)),IF($G3331=16,(1-(($E3331-50)*0.005)),IF($G3331=21,(1-(($E3331-50)*0.005)),1))),1)*$CE3345,0)))","v":147},{"$f":"IF($B3331>$F3331,0,IF($C3331>$G3331,0,ROUND((((($F3331-$B3331)/100)*IF('DBH-Upgrade'!$K$6='DBH-Upgrade'!$K$8,$CC3345,($BF3331/(($F3331-18)/100))))+((($B3331-18)/100)*$CB3345))*IF($E3331>50,IF($G3331=11,(1-(($E3331-50)*0.005)),IF($G3331=16,(1-(($E3331-50)*0.005)),IF($G3331=21,(1-(($E3331-50)*0.005)),1))),1)*$CD3345,0)))","v":158},{"$f":"IF($B3331>$F3331,0,IF($C3331>$G3331,0,ROUND((((($F3331-$B3331)/100)*IF('DBH-Upgrade'!$K$6='DBH-Upgrade'!$K$8,$CC3345,($BF3331/(($F3331-18)/100))))+((($B3331-18)/100)*$CB3345))*IF($E3331>50,IF($G3331=11,(1-(($E3331-50)*0.005)),IF($G3331=16,(1-(($E3331-50)*0.005)),IF($G3331=21,(1-(($E3331-50)*0.005)),1))),1),0)))","v":217},1.01,1.01,1.01,126,135,186,54,58,80,1.6982457195691504E-2,1.9506286553942091E-2,3.6418902007834965E-2,1.1000000000000001,5.5,5.9,7.9,null,2218,null,0.8,null,null,0,13.2,15.1,21.85,null,1,1,1,126,135,186,null,0,0,0,1,{"$error":"#VALUE!"},0,0,{"$error":"#VALUE!"},0.8212441545440573,0.76343880970753542,null,1,1,0.99999999999999978,0.99999999999999978,null,10]
["2951201115",{"$f":"'DBH-Upgrade'!$K$8-$CL3336","v":70},15,2,95,120,11,11.5,0,26,30,44.8,1434.8000000000002,{"$f":"IF($B3336>$F3336,0,IF($C3336>$G3336,0,ROUND((((($F3336-$B3336)/100)*IF('DBH-Upgrade'!$K$6='DBH-Upgrade'!$K$8,$BZ3350,($BE3336/(($F3336-18)/100))))+((($B3336-18)/100)*$CA3350))*$CE3350,0)))","v":0},{"$f":"IF($B3336>$F3336,0,IF($C3336>$G3336,0,ROUND((((($F3336-$B3336)/100)*IF('DBH-Upgrade'!$K$6='DBH-Upgrade'!$K$8,$BZ3350,($BE3336/(($F3336-18)/100))))+((($B3336-18)/100)*$CA3350))*$CD3350,0)))","v":0},{"$f":"IF($B3336>$F3336,0,IF($C3336>$G3336,0,ROUND(((($F3336-$B3336)/100)*IF('DBH-Upgrade'!$K$6='DBH-Upgrade'!$K$8,$BZ3350,($BE3336/(($F3336-18)/100))))+((($B3336-18)/100)*$CA3350),0)))","v":0},1.5,1.1000000000000001,1.1000000000000001,1.1000000000000001,1435,{"$f":"IF($B3336>$F3336,0,IF($C3336>$G3336,0,ROUND(((($F3336-$B3336)/100)*(IF('DBH-Upgrade'!$K$6='DBH-Upgrade'!$K$8,$BZ3350,($BE3336/(($F3336-18)/100))))*$CH3350)+((($B3336-18)/100)*$CA3350*$CE3350*$CG3350),0)))","v":0},{"$f":"IF($B3336>$F3336,0,IF($C3336>$G3336,0,ROUND(((($F3336-$B3336)/100)*(IF('DBH-Upgrade'!$K$6='DBH-Upgrade'!$K$8,$BZ3350,($BE3336/(($F3336-18)/100))))*$CH3350)+((($B3336-18)/100)*$CA3350*$CD3350*$CG3350),0)))","v":0},{"$f":"IF($B3336>$F3336,0,IF($C3336>$G3336,0,ROUND(((($F3336-$B3336)/100)*(IF('DBH-Upgrade'!$K$6='DBH-Upgrade'!$K$8,$BZ3350,($BE3336/(($F3336-18)/100))))*$CH3350)+((($B3336-18)/100)*$CA3350*$CG3350),0)))","v":0},123,0,0,0,0.15445389187017058,0,0,0,3.969E-4,1.7345999999999999,4,5.7428799999999995E-4,{"$f":"IF($B3336>$F3336,0,IF($C3336>$G3336,0,ROUND((((($F3336-$B3336)/100)*IF('DBH-Upgrade'!$K$6='DBH-Upgrade'!$K$8,$CC3350,($BF3336/(($F3336-18)/100))))+((($B3336-18)/100)*$CB3350))*IF($E3336>50,IF($G3336=11,(1-(($E3336-50)*0.005)),IF($G3336=16,(1-(($E3336-50)*0.005)),IF($G3336=21,(1-(($E3336-50)*0.005)),1))),1)*$CE3350,0)))","v":0},{"$f":"IF($B3336>$F3336,0,IF($C3336>$G3336,0,ROUND((((($F3336-$B3336)/100)*IF('DBH-Upgrade'!$K$6='DBH-Upgrade'!$K$8,$CC3350,($BF3336/(($F3336-18)/100))))+((($B3336-18)/100)*$CB3350))*IF($E3336>50,IF($G3336=11,(1-(($E3336-50)*0.005)),IF($G3336=16,(1-(($E3336-50)*0.005)),IF($G3336=21,(1-(($E3336-50)*0.005)),1))),1)*$CD3350,0)))","v":0},{"$f":"IF($B3336>$F3336,0,IF($C3336>$G3336,0,ROUND((((($F3336-$B3336)/100)*IF('DBH-Upgrade'!$K$6='DBH-Upgrade'!$K$8,$CC3350,($BF3336/(($F3336-18)/100))))+((($B3336-18)/100)*$CB3350))*IF($E3336>50,IF($G3336=11,(1-(($E3336-50)*0.005)),IF($G3336=16,(1-(($E3336-50)*0.005)),IF($G3336=21,(1-(($E3336-50)*0.005)),1))),1),0)))","v":0},0.95,0.95,0.95,0,0,0,0,0,0,0,0,0,1.6,5.5,5.9,7.9,null,2110,null,0.68,null,null,0,13.2,15.1,21.85,null,1,1,1,0,0,0,null,0,0,0,1,2489,{"$f":"ROUND(IF($C3322=10,IF($G3322=10,2539,IF($G3322=11,3445,IF($G3322=15,2539*1.3,IF($G3322=16,3445*1.3,IF($G3322=20,(2539*1.45),IF($G3322=21,(3445*1.55))))))),IF($C3322=15,IF($G3322=10,0,IF($G3322=11,0,IF($G3322=15,3238,IF($G3322=16,4735,IF($G3322=20,4062,IF($G3322=21,6098)))))))),0)","v":6098},{"$f":"ROUND(IF($C3322=10,IF($G3322=10,352,IF($G3322=11,577,IF($G3322=15,442*1.15,IF($G3322=16,725*1.15,IF($G3322=20,(352*1.3),IF($G3322=21,(577*1.3))))))),IF($C3322=15,IF($G3322=10,0,IF($G3322=11,0,IF($G3322=15,442,IF($G3322=16,725,IF($G3322=20,502,IF($G3322=21,791)))))))),0)","v":791},92,0.73429802939744349,0.68540112539231846,null,{"$f":"POWER((($S$1-$S$2)/LN(($S$1-$S$3)/($S$2-$S$3)))/((75-65)/LN((75-20)/(65-20))),R3322)","v":1},{"$f":"POWER((($S$1-$S$2)/LN(($S$1-$S$3)/($S$2-$S$3)))/((75-65)/LN((75-20)/(65-20))),Q3322)","v":1},{"$f":"POWER((($AT$1-$AT$2)/LN(($AT$1-$AT$3)/($AT$2-$AT$3)))/((16-18)/LN((16-27)/(18-27))),AP3322)","v":0.99999999999999978},{"$f":"POWER((($AT$1-$AT$2)/LN(($AT$1-$AT$3)/($AT$2-$AT$3)))/((16-18)/LN((16-27)/(18-27))),AP3322)","v":0.99999999999999978},null,0]
["2951202115",{"$f":"'DBH-Upgrade'!$K$8-$CL3340","v":70},15,2,95,120,21,21.5,0,26,30,44.8,3663.2000000000003,{"$f":"IF($B3340>$F3340,0,IF($C3340>$G3340,0,ROUND((((($F3340-$B3340)/100)*IF('DBH-Upgrade'!$K$6='DBH-Upgrade'!$K$8,$BZ3354,($BE3340/(($F3340-18)/100))))+((($B3340-18)/100)*$CA3354))*$CE3354,0)))","v":2964},{"$f":"IF($B3340>$F3340,0,IF($C3340>$G3340,0,ROUND((((($F3340-$B3340)/100)*IF('DBH-Upgrade'!$K$6='DBH-Upgrade'!$K$8,$BZ3354,($BE3340/(($F3340-18)/100))))+((($B3340-18)/100)*$CA3354))*$CD3354,0)))","v":3174},{"$f":"IF($B3340>$F3340,0,IF($C3340>$G3340,0,ROUND(((($F3340-$B3340)/100)*IF('DBH-Upgrade'!$K$6='DBH-Upgrade'!$K$8,$BZ3354,($BE3340/(($F3340-18)/100))))+((($B3340-18)/100)*$CA3354),0)))","v":4415},1.5,1.05,1.05,1.05,3663,{"$f":"IF($B3340>$F3340,0,IF($C3340>$G3340,0,ROUND(((($F3340-$B3340)/100)*(IF('DBH-Upgrade'!$K$6='DBH-Upgrade'!$K$8,$BZ3354,($BE3340/(($F3340-18)/100))))*$CH3354)+((($B3340-18)/100)*$CA3354*$CE3354*$CG3354),0)))","v":3373},{"$f":"IF($B3340>$F3340,0,IF($C3340>$G3340,0,ROUND(((($F3340-$B3340)/100)*(IF('DBH-Upgrade'!$K$6='DBH-Upgrade'!$K$8,$BZ3354,($BE3340/(($F3340-18)/100))))*$CH3354)+((($B3340-18)/100)*$CA3354*$CD3354*$CG3354),0)))","v":3524},{"$f":"IF($B3340>$F3340,0,IF($C3340>$G3340,0,ROUND(((($F3340-$B3340)/100)*(IF('DBH-Upgrade'!$K$6='DBH-Upgrade'!$K$8,$BZ3354,($BE3340/(($F3340-18)/100))))*$CH3354)+((($B3340-18)/100)*$CA3354*$CG3354),0)))","v":4415},315,290,303,380,0.60584961796916759,0.51558595606529056,0.56163237041384062,0.87385028260655617,1.2760000000000001E-4,1.7219,4,5.1420100000000005E-4,{"$f":"IF($B3340>$F3340,0,IF($C3340>$G3340,0,ROUND((((($F3340-$B3340)/100)*IF('DBH-Upgrade'!$K$6='DBH-Upgrade'!$K$8,$CC3354,($BF3340/(($F3340-18)/100))))+((($B3340-18)/100)*$CB3354))*IF($E3340>50,IF($G3340=11,(1-(($E3340-50)*0.005)),IF($G3340=16,(1-(($E3340-50)*0.005)),IF($G3340=21,(1-(($E3340-50)*0.005)),1))),1)*$CE3354,0)))","v":238},{"$f":"IF($B3340>$F3340,0,IF($C3340>$G3340,0,ROUND((((($F3340-$B3340)/100)*IF('DBH-Upgrade'!$K$6='DBH-Upgrade'!$K$8,$CC3354,($BF3340/(($F3340-18)/100))))+((($B3340-18)/100)*$CB3354))*IF($E3340>50,IF($G3340=11,(1-(($E3340-50)*0.005)),IF($G3340=16,(1-(($E3340-50)*0.005)),IF($G3340=21,(1-(($E3340-50)*0.005)),1))),1)*$CD3354,0)))","v":255},{"$f":"IF($B3340>$F3340,0,IF($C3340>$G3340,0,ROUND((((($F3340-$B3340)/100)*IF('DBH-Upgrade'!$K$6='DBH-Upgrade'!$K$8,$CC3354,($BF3340/(($F3340-18)/100))))+((($B3340-18)/100)*$CB3354))*IF($E3340>50,IF($G3340=11,(1-(($E3340-50)*0.005)),IF($G3340=16,(1-(($E3340-50)*0.005)),IF($G3340=21,(1-(($E3340-50)*0.005)),1))),1),0)))","v":354},0.85,0.85,0.85,276,296,411,119,127,177,9.1160585450621043E-2,0.1034250640583745,0.19709921673570954,3.2,5.5,5.9,7.9,null,4579,null,0.8,null,null,0,13.2,15.1,21.85,null,1,1,1,276,296,411,null,0,0,0,1,3238,4735,725,75,0.72541359909535208,0.67746340042029107,null,1,1,0.99999999999999978,0.99999999999999978,null,0]
["320701515",{"$f":"'DBH-Upgrade'!$K$8-$CL3351","v":60},15,3,20,70,15,16.5,0,26,30,41.1,610.4,{"$f":"IF($B3351>$F3351,0,IF($C3351>$G3351,0,ROUND((((($F3351-$B3351)/100)*IF('DBH-Upgrade'!$K$6='DBH-Upgrade'!$K$8,$BZ3365,($BE3351/(($F3351-18)/100))))+((($B3351-18)/100)*$CA3365))*$CE3365,0)))","v":1071},{"$f":"IF($B3351>$F3351,0,IF($C3351>$G3351,0,ROUND((((($F3351-$B3351)/100)*IF('DBH-Upgrade'!$K$6='DBH-Upgrade'!$K$8,$BZ3365,($BE3351/(($F3351-18)/100))))+((($B3351-18)/100)*$CA3365))*$CD3365,0)))","v":1150},{"$f":"IF($B3351>$F3351,0,IF($C3351>$G3351,0,ROUND(((($F3351-$B3351)/100)*IF('DBH-Upgrade'!$K$6='DBH-Upgrade'!$K$8,$BZ3365,($BE3351/(($F3351-18)/100))))+((($B3351-18)/100)*$CA3365),0)))","v":1521},1.5,1.08,1.08,1.08,610,{"$f":"IF($B3351>$F3351,0,IF($C3351>$G3351,0,ROUND(((($F3351-$B3351)/100)*(IF('DBH-Upgrade'!$K$6='DBH-Upgrade'!$K$8,$BZ3365,($BE3351/(($F3351-18)/100))))*$CH3365)+((($B3351-18)/100)*$CA3365*$CE3365*$CG3365),0)))","v":1119},{"$f":"IF($B3351>$F3351,0,IF($C3351>$G3351,0,ROUND(((($F3351-$B3351)/100)*(IF('DBH-Upgrade'!$K$6='DBH-Upgrade'!$K$8,$BZ3365,($BE3351/(($F3351-18)/100))))*$CH3365)+((($B3351-18)/100)*$CA3365*$CD3365*$CG3365),0)))","v":1189},{"$f":"IF($B3351>$F3351,0,IF($C3351>$G3351,0,ROUND(((($F3351-$B3351)/100)*(IF('DBH-Upgrade'!$K$6='DBH-Upgrade'!$K$8,$BZ3365,($BE3351/(($F3351-18)/100))))*$CH3365)+((($B3351-18)/100)*$CA3365*$CG3365),0)))","v":1521},52,96,102,131,1.4300674738983212E-2,4.7646395960830382E-2,5.3677129903683632E-2,8.7813072353079863E-2,2.0829999999999999E-4,1.724,2,4.6182900000000003E-4,{"$f":"IF($B3351>$F3351,0,IF($C3351>$G3351,0,ROUND((((($F3351-$B3351)/100)*IF('DBH-Upgrade'!$K$6='DBH-Upgrade'!$K$8,$CC3365,($BF3351/(($F3351-18)/100))))+((($B3351-18)/100)*$CB3365))*IF($E3351>50,IF($G3351=11,(1-(($E3351-50)*0.005)),IF($G3351=16,(1-(($E3351-50)*0.005)),IF($G3351=21,(1-(($E3351-50)*0.005)),1))),1)*$CE3365,0)))","v":135},{"$f":"IF($B3351>$F3351,0,IF($C3351>$G3351,0,ROUND((((($F3351-$B3351)/100)*IF('DBH-Upgrade'!$K$6='DBH-Upgrade'!$K$8,$CC3365,($BF3351/(($F3351-18)/100))))+((($B3351-18)/100)*$CB3365))*IF($E3351>50,IF($G3351=11,(1-(($E3351-50)*0.005)),IF($G3351=16,(1-(($E3351-50)*0.005)),IF($G3351=21,(1-(($E3351-50)*0.005)),1))),1)*$CD3365,0)))","v":145},{"$f":"IF($B3351>$F3351,0,IF($C3351>$G3351,0,ROUND((((($F3351-$B3351)/100)*IF('DBH-Upgrade'!$K$6='DBH-Upgrade'!$K$8,$CC3365,($BF3351/(($F3351-18)/100))))+((($B3351-18)/100)*$CB3365))*IF($E3351>50,IF($G3351=11,(1-(($E3351-50)*0.005)),IF($G3351=16,(1-(($E3351-50)*0.005)),IF($G3351=21,(1-(($E3351-50)*0.005)),1))),1),0)))","v":192},1.01,1.01,1.01,131,140,186,56,60,80,1.6536967376733595E-2,1.8933016885219214E-2,3.3300497351837072E-2,0.7,5.5,5.9,7.9,null,763,null,0.8,null,null,0,13.2,15.1,21.85,null,1,1,1,131,140,186,null,0,0,0,1,1615,3238,442,63,0.71879122259285499,0.67122872584611504,null,1,1,0.99999999999999978,0.99999999999999978,null,10]
["320901015",{"$f":"'DBH-Upgrade'!$K$8-$CL3356","v":70},15,3,20,90,10,11.5,0,26,30,43.3,531,{"$f":"IF($B3356>$F3356,0,IF($C3356>$G3356,0,ROUND((((($F3356-$B3356)/100)*IF('DBH-Upgrade'!$K$6='DBH-Upgrade'!$K$8,$BZ3370,($BE3356/(($F3356-18)/100))))+((($B3356-18)/100)*$CA3370))*$CE3370,0)))","v":0},{"$f":"IF($B3356>$F3356,0,IF($C3356>$G3356,0,ROUND((((($F3356-$B3356)/100)*IF('DBH-Upgrade'!$K$6='DBH-Upgrade'!$K$8,$BZ3370,($BE3356/(($F3356-18)/100))))+((($B3356-18)/100)*$CA3370))*$CD3370,0)))","v":0},{"$f":"IF($B3356>$F3356,0,IF($C3356>$G3356,0,ROUND(((($F3356-$B3356)/100)*IF('DBH-Upgrade'!$K$6='DBH-Upgrade'!$K$8,$BZ3370,($BE3356/(($F3356-18)/100))))+((($B3356-18)/100)*$CA3370),0)))","v":0},1.5,1.08,1.08,1.08,531,{"$f":"IF($B3356>$F3356,0,IF($C3356>$G3356,0,ROUND(((($F3356-$B3356)/100)*(IF('DBH-Upgrade'!$K$6='DBH-Upgrade'!$K$8,$BZ3370,($BE3356/(($F3356-18)/100))))*$CH3370)+((($B3356-18)/100)*$CA3370*$CE3370*$CG3370),0)))","v":0},{"$f":"IF($B3356>$F3356,0,IF($C3356>$G3356,0,ROUND(((($F3356-$B3356)/100)*(IF('DBH-Upgrade'!$K$6='DBH-Upgrade'!$K$8,$BZ3370,($BE3356/(($F3356-18)/100))))*$CH3370)+((($B3356-18)/100)*$CA3370*$CD3370*$CG3370),0)))","v":0},{"$f":"IF($B3356>$F3356,0,IF($C3356>$G3356,0,ROUND(((($F3356-$B3356)/100)*(IF('DBH-Upgrade'!$K$6='DBH-Upgrade'!$K$8,$BZ3370,($BE3356/(($F3356-18)/100))))*$CH3370)+((($B3356-18)/100)*$CA3370*$CG3370),0)))","v":0},46,0,0,0,1.2122434319863627E-2,0,0,0,3.969E-4,1.7345999999999999,2,3.6734700000000002E-4,{"$f":"IF($B3356>$F3356,0,IF($C3356>$G3356,0,ROUND((((($F3356-$B3356)/100)*IF('DBH-Upgrade'!$K$6='DBH-Upgrade'!$K$8,$CC3370,($BF3356/(($F3356-18)/100))))+((($B3356-18)/100)*$CB3370))*IF($E3356>50,IF($G3356=11,(1-(($E3356-50)*0.005)),IF($G3356=16,(1-(($E3356-50)*0.005)),IF($G3356=21,(1-(($E3356-50)*0.005)),1))),1)*$CE3370,0)))","v":0},{"$f":"IF($B3356>$F3356,0,IF($C3356>$G3356,0,ROUND((((($F3356-$B3356)/100)*IF('DBH-Upgrade'!$K$6='DBH-Upgrade'!$K$8,$CC3370,($BF3356/(($F3356-18)/100))))+((($B3356-18)/100)*$CB3370))*IF($E3356>50,IF($G3356=11,(1-(($E3356-50)*0.005)),IF($G3356=16,(1-(($E3356-50)*0.005)),IF($G3356=21,(1-(($E3356-50)*0.005)),1))),1)*$CD3370,0)))","v":0},{"$f":"IF($B3356>$F3356,0,IF($C3356>$G3356,0,ROUND((((($F3356-$B3356)/100)*IF('DBH-Upgrade'!$K$6='DBH-Upgrade'!$K$8,$CC3370,($BF3356/(($F3356-18)/100))))+((($B3356-18)/100)*$CB3370))*IF($E3356>50,IF($G3356=11,(1-(($E3356-50)*0.005)),IF($G3356=16,(1-(($E3356-50)*0.005)),IF($G3356=21,(1-(($E3356-50)*0.005)),1))),1),0)))","v":0},0.98,0.98,0.98,0,0,0,0,0,0,0,0,0,0.6,5.5,5.9,7.9,null,590,null,0.9,null,null,0,13.2,15.1,21.85,null,1,1,1,0,0,0,null,0,0,0,1,{"$error":"#VALUE!"},0,0,{"$error":"#VALUE!"},0.79292312789827257,0.73211718284521199,null,1,1,0.99999999999999978,0.99999999999999978,null,0]
["3201102015",{"$f":"'DBH-Upgrade'!$K$8-$CL3364","v":60},15,3,20,110,20,21.5,0,26,30,44.1,1348,{"$f":"IF($B3364>$F3364,0,IF($C3364>$G3364,0,ROUND((((($F3364-$B3364)/100)*IF('DBH-Upgrade'!$K$6='DBH-Upgrade'!$K$8,$BZ3378,($BE3364/(($F3364-18)/100))))+((($B3364-18)/100)*$CA3378))*$CE3378,0)))","v":2159},{"$f":"IF($B3364>$F3364,0,IF($C3364>$G3364,0,ROUND((((($F3364-$B3364)/100)*IF('DBH-Upgrade'!$K$6='DBH-Upgrade'!$K$8,$BZ3378,($BE3364/(($F3364-18)/100))))+((($B3364-18)/100)*$CA3378))*$CD3378,0)))","v":2326},{"$f":"IF($B3364>$F3364,0,IF($C3364>$G3364,0,ROUND(((($F3364-$B3364)/100)*IF('DBH-Upgrade'!$K$6='DBH-Upgrade'!$K$8,$BZ3378,($BE3364/(($F3364-18)/100))))+((($B3364-18)/100)*$CA3378),0)))","v":2855},1.5,1.08,1.08,1.08,1348,{"$f":"IF($B3364>$F3364,0,IF($C3364>$G3364,0,ROUND(((($F3364-$B3364)/100)*(IF('DBH-Upgrade'!$K$6='DBH-Upgrade'!$K$8,$BZ3378,($BE3364/(($F3364-18)/100))))*$CH3378)+((($B3364-18)/100)*$CA3378*$CE3378*$CG3378),0)))","v":2439},{"$f":"IF($B3364>$F3364,0,IF($C3364>$G3364,0,ROUND(((($F3364-$B3364)/100)*(IF('DBH-Upgrade'!$K$6='DBH-Upgrade'!$K$8,$BZ3378,($BE3364/(($F3364-18)/100))))*$CH3378)+((($B3364-18)/100)*$CA3378*$CD3378*$CG3378),0)))","v":2539},{"$f":"IF($B3364>$F3364,0,IF($C3364>$G3364,0,ROUND(((($F3364-$B3364)/100)*(IF('DBH-Upgrade'!$K$6='DBH-Upgrade'!$K$8,$BZ3378,($BE3364/(($F3364-18)/100))))*$CH3378)+((($B3364-18)/100)*$CA3378*$CG3378),0)))","v":2855},116,210,218,246,5.8240624563147617E-2,0.18659758319188915,0.20081967241888679,0.25464965776887316,1.2760000000000001E-4,1.7219,2,3.76611E-4,{"$f":"IF($B3364>$F3364,0,IF($C3364>$G3364,0,ROUND((((($F3364-$B3364)/100)*IF('DBH-Upgrade'!$K$6='DBH-Upgrade'!$K$8,$CC3378,($BF3364/(($F3364-18)/100))))+((($B3364-18)/100)*$CB3378))*IF($E3364>50,IF($G3364=11,(1-(($E3364-50)*0.005)),IF($G3364=16,(1-(($E3364-50)*0.005)),IF($G3364=21,(1-(($E3364-50)*0.005)),1))),1)*$CE3378,0)))","v":189},{"$f":"IF($B3364>$F3364,0,IF($C3364>$G3364,0,ROUND((((($F3364-$B3364)/100)*IF('DBH-Upgrade'!$K$6='DBH-Upgrade'!$K$8,$CC3378,($BF3364/(($F3364-18)/100))))+((($B3364-18)/100)*$CB3378))*IF($E3364>50,IF($G3364=11,(1-(($E3364-50)*0.005)),IF($G3364=16,(1-(($E3364-50)*0.005)),IF($G3364=21,(1-(($E3364-50)*0.005)),1))),1)*$CD3378,0)))","v":204},{"$f":"IF($B3364>$F3364,0,IF($C3364>$G3364,0,ROUND((((($F3364-$B3364)/100)*IF('DBH-Upgrade'!$K$6='DBH-Upgrade'!$K$8,$CC3378,($BF3364/(($F3364-18)/100))))+((($B3364-18)/100)*$CB3378))*IF($E3364>50,IF($G3364=11,(1-(($E3364-50)*0.005)),IF($G3364=16,(1-(($E3364-50)*0.005)),IF($G3364=21,(1-(($E3364-50)*0.005)),1))),1),0)))","v":250},0.95,0.95,0.95,159,172,211,68,74,91,2.0485695911409248E-2,2.4166193401970099E-2,3.6210676740827681E-2,1.5,5.5,5.9,7.9,null,1685,null,0.8,null,null,0,13.2,15.1,21.85,null,1,1,1,159,172,211,null,0,0,0,1,{"$error":"#VALUE!"},0,0,{"$error":"#VALUE!"},0.83640285665941616,0.77994091438995627,null,1,1,0.99999999999999978,0.99999999999999978,null,10]
["3201401515",{"$f":"'DBH-Upgrade'!$K$8-$CL3369","v":70},15,3,20,140,15,16.5,0,26,30,45.4,1220.8,{"$f":"IF($B3369>$F3369,0,IF($C3369>$G3369,0,ROUND((((($F3369-$B3369)/100)*IF('DBH-Upgrade'!$K$6='DBH-Upgrade'!$K$8,$BZ3383,($BE3369/(($F3369-18)/100))))+((($B3369-18)/100)*$CA3383))*$CE3383,0)))","v":1873},{"$f":"IF($B3369>$F3369,0,IF($C3369>$G3369,0,ROUND((((($F3369-$B3369)/100)*IF('DBH-Upgrade'!$K$6='DBH-Upgrade'!$K$8,$BZ3383,($BE3369/(($F3369-18)/100))))+((($B3369-18)/100)*$CA3383))*$CD3383,0)))","v":2006},{"$f":"IF($B3369>$F3369,0,IF($C3369>$G3369,0,ROUND(((($F3369-$B3369)/100)*IF('DBH-Upgrade'!$K$6='DBH-Upgrade'!$K$8,$BZ3383,($BE3369/(($F3369-18)/100))))+((($B3369-18)/100)*$CA3383),0)))","v":2814},1.5,1.08,1.08,1.08,1221,{"$f":"IF($B3369>$F3369,0,IF($C3369>$G3369,0,ROUND(((($F3369-$B3369)/100)*(IF('DBH-Upgrade'!$K$6='DBH-Upgrade'!$K$8,$BZ3383,($BE3369/(($F3369-18)/100))))*$CH3383)+((($B3369-18)/100)*$CA3383*$CE3383*$CG3383),0)))","v":2251},{"$f":"IF($B3369>$F3369,0,IF($C3369>$G3369,0,ROUND(((($F3369-$B3369)/100)*(IF('DBH-Upgrade'!$K$6='DBH-Upgrade'!$K$8,$BZ3383,($BE3369/(($F3369-18)/100))))*$CH3383)+((($B3369-18)/100)*$CA3383*$CD3383*$CG3383),0)))","v":2331},{"$f":"IF($B3369>$F3369,0,IF($C3369>$G3369,0,ROUND(((($F3369-$B3369)/100)*(IF('DBH-Upgrade'!$K$6='DBH-Upgrade'!$K$8,$BZ3383,($BE3369/(($F3369-18)/100))))*$CH3383)+((($B3369-18)/100)*$CA3383*$CG3383),0)))","v":2814},105,194,200,242,6.554654832203026E-2,0.21543027135831075,0.22856071697499342,0.33106971150845382,2.0829999999999999E-4,1.724,2,4.6182900000000003E-4,{"$f":"IF($B3369>$F3369,0,IF($C3369>$G3369,0,ROUND((((($F3369-$B3369)/100)*IF('DBH-Upgrade'!$K$6='DBH-Upgrade'!$K$8,$CC3383,($BF3369/(($F3369-18)/100))))+((($B3369-18)/100)*$CB3383))*IF($E3369>50,IF($G3369=11,(1-(($E3369-50)*0.005)),IF($G3369=16,(1-(($E3369-50)*0.005)),IF($G3369=21,(1-(($E3369-50)*0.005)),1))),1)*$CE3383,0)))","v":182},{"$f":"IF($B3369>$F3369,0,IF($C3369>$G3369,0,ROUND((((($F3369-$B3369)/100)*IF('DBH-Upgrade'!$K$6='DBH-Upgrade'!$K$8,$CC3383,($BF3369/(($F3369-18)/100))))+((($B3369-18)/100)*$CB3383))*IF($E3369>50,IF($G3369=11,(1-(($E3369-50)*0.005)),IF($G3369=16,(1-(($E3369-50)*0.005)),IF($G3369=21,(1-(($E3369-50)*0.005)),1))),1)*$CD3383,0)))","v":195},{"$f":"IF($B3369>$F3369,0,IF($C3369>$G3369,0,ROUND((((($F3369-$B3369)/100)*IF('DBH-Upgrade'!$K$6='DBH-Upgrade'!$K$8,$CC3383,($BF3369/(($F3369-18)/100))))+((($B3369-18)/100)*$CB3383))*IF($E3369>50,IF($G3369=11,(1-(($E3369-50)*0.005)),IF($G3369=16,(1-(($E3369-50)*0.005)),IF($G3369=21,(1-(($E3369-50)*0.005)),1))),1),0)))","v":274},1.01,1.01,1.01,153,164,230,66,71,99,2.6742876826793979E-2,3.0786029074234486E-2,5.8497301856736753E-2,1.4,5.5,5.9,7.9,null,1526,null,0.8,null,null,0,13.2,15.1,21.85,null,1,1,1,153,164,230,null,0,0,0,1,2298,4062,502,78,0.82845886137907021,0.77133936020072458,null,1,1,0.99999999999999978,0.99999999999999978,null,0]
["3201802015",{"$f":"'DBH-Upgrade'!$K$8-$CL3376","v":50},15,3,20,180,20,21.5,0,26,30,46.4,2206.4,{"$f":"IF($B3376>$F3376,0,IF($C3376>$G3376,0,ROUND((((($F3376-$B3376)/100)*IF('DBH-Upgrade'!$K$6='DBH-Upgrade'!$K$8,$BZ3390,($BE3376/(($F3376-18)/100))))+((($B3376-18)/100)*$CA3390))*$CE3390,0)))","v":3096},{"$f":"IF($B3376>$F3376,0,IF($C3376>$G3376,0,ROUND((((($F3376-$B3376)/100)*IF('DBH-Upgrade'!$K$6='DBH-Upgrade'!$K$8,$BZ3390,($BE3376/(($F3376-18)/100))))+((($B3376-18)/100)*$CA3390))*$CD3390,0)))","v":3361},{"$f":"IF($B3376>$F3376,0,IF($C3376>$G3376,0,ROUND(((($F3376-$B3376)/100)*IF('DBH-Upgrade'!$K$6='DBH-Upgrade'!$K$8,$BZ3390,($BE3376/(($F3376-18)/100))))+((($B3376-18)/100)*$CA3390),0)))","v":4287},1.5,1.08,1.08,1.08,2206,{"$f":"IF($B3376>$F3376,0,IF($C3376>$G3376,0,ROUND(((($F3376-$B3376)/100)*(IF('DBH-Upgrade'!$K$6='DBH-Upgrade'!$K$8,$BZ3390,($BE3376/(($F3376-18)/100))))*$CH3390)+((($B3376-18)/100)*$CA3390*$CE3390*$CG3390),0)))","v":3926},{"$f":"IF($B3376>$F3376,0,IF($C3376>$G3376,0,ROUND(((($F3376-$B3376)/100)*(IF('DBH-Upgrade'!$K$6='DBH-Upgrade'!$K$8,$BZ3390,($BE3376/(($F3376-18)/100))))*$CH3390)+((($B3376-18)/100)*$CA3390*$CD3390*$CG3390),0)))","v":4007},{"$f":"IF($B3376>$F3376,0,IF($C3376>$G3376,0,ROUND(((($F3376-$B3376)/100)*(IF('DBH-Upgrade'!$K$6='DBH-Upgrade'!$K$8,$BZ3390,($BE3376/(($F3376-18)/100))))*$CH3390)+((($B3376-18)/100)*$CA3390*$CG3390),0)))","v":4287},190,338,345,369,0.16798728713167768,0.51534370646091865,0.53635545716694388,0.61151708541631244,1.2760000000000001E-4,1.7219,2,3.76611E-4,{"$f":"IF($B3376>$F3376,0,IF($C3376>$G3376,0,ROUND((((($F3376-$B3376)/100)*IF('DBH-Upgrade'!$K$6='DBH-Upgrade'!$K$8,$CC3390,($BF3376/(($F3376-18)/100))))+((($B3376-18)/100)*$CB3390))*IF($E3376>50,IF($G3376=11,(1-(($E3376-50)*0.005)),IF($G3376=16,(1-(($E3376-50)*0.005)),IF($G3376=21,(1-(($E3376-50)*0.005)),1))),1)*$CE3390,0)))","v":189},{"$f":"IF($B3376>$F3376,0,IF($C3376>$G3376,0,ROUND((((($F3376-$B3376)/100)*IF('DBH-Upgrade'!$K$6='DBH-Upgrade'!$K$8,$CC3390,($BF3376/(($F3376-18)/100))))+((($B3376-18)/100)*$CB3390))*IF($E3376>50,IF($G3376=11,(1-(($E3376-50)*0.005)),IF($G3376=16,(1-(($E3376-50)*0.005)),IF($G3376=21,(1-(($E3376-50)*0.005)),1))),1)*$CD3390,0)))","v":205},{"$f":"IF($B3376>$F3376,0,IF($C3376>$G3376,0,ROUND((((($F3376-$B3376)/100)*IF('DBH-Upgrade'!$K$6='DBH-Upgrade'!$K$8,$CC3390,($BF3376/(($F3376-18)/100))))+((($B3376-18)/100)*$CB3390))*IF($E3376>50,IF($G3376=11,(1-(($E3376-50)*0.005)),IF($G3376=16,(1-(($E3376-50)*0.005)),IF($G3376=21,(1-(($E3376-50)*0.005)),1))),1),0)))","v":262},0.95,0.95,0.95,116,126,161,50,54,69,1.2715347417876907E-2,1.4745021627273581E-2,2.3645932183569557E-2,2.4,5.5,5.9,7.9,null,2758,null,0.8,null,null,0,13.2,15.1,21.85,null,1,1,1,116,126,161,null,0,0,0,1,{"$error":"#VALUE!"},0,0,{"$error":"#VALUE!"},0.81466996609637188,0.75619868948084668,null,1,1,0.99999999999999978,0.99999999999999978,null,20]
["3202401515",{"$f":"'DBH-Upgrade'!$K$8-$CL3384","v":70},15,3,20,240,15,16.5,0,26,30,48.1,2092.8000000000002,{"$f":"IF($B3384>$F3384,0,IF($C3384>$G3384,0,ROUND((((($F3384-$B3384)/100)*IF('DBH-Upgrade'!$K$6='DBH-Upgrade'!$K$8,$BZ3398,($BE3384/(($F3384-18)/100))))+((($B3384-18)/100)*$CA3398))*$CE3398,0)))","v":2914},{"$f":"IF($B3384>$F3384,0,IF($C3384>$G3384,0,ROUND((((($F3384-$B3384)/100)*IF('DBH-Upgrade'!$K$6='DBH-Upgrade'!$K$8,$BZ3398,($BE3384/(($F3384-18)/100))))+((($B3384-18)/100)*$CA3398))*$CD3398,0)))","v":3020},{"$f":"IF($B3384>$F3384,0,IF($C3384>$G3384,0,ROUND(((($F3384-$B3384)/100)*IF('DBH-Upgrade'!$K$6='DBH-Upgrade'!$K$8,$BZ3398,($BE3384/(($F3384-18)/100))))+((($B3384-18)/100)*$CA3398),0)))","v":4429},1.5,1.08,1.08,1.08,2093,{"$f":"IF($B3384>$F3384,0,IF($C3384>$G3384,0,ROUND(((($F3384-$B3384)/100)*(IF('DBH-Upgrade'!$K$6='DBH-Upgrade'!$K$8,$BZ3398,($BE3384/(($F3384-18)/100))))*$CH3398)+((($B3384-18)/100)*$CA3398*$CE3398*$CG3398),0)))","v":3853},{"$f":"IF($B3384>$F3384,0,IF($C3384>$G3384,0,ROUND(((($F3384-$B3384)/100)*(IF('DBH-Upgrade'!$K$6='DBH-Upgrade'!$K$8,$BZ3398,($BE3384/(($F3384-18)/100))))*$CH3398)+((($B3384-18)/100)*$CA3398*$CD3398*$CG3398),0)))","v":3894},{"$f":"IF($B3384>$F3384,0,IF($C3384>$G3384,0,ROUND(((($F3384-$B3384)/100)*(IF('DBH-Upgrade'!$K$6='DBH-Upgrade'!$K$8,$BZ3398,($BE3384/(($F3384-18)/100))))*$CH3398)+((($B3384-18)/100)*$CA3398*$CG3398),0)))","v":4429},180,331,335,381,0.21782260775858386,0.69931956136513895,0.71563388949659512,0.91628563961068066,2.0829999999999999E-4,1.724,2,4.6182900000000003E-4,{"$f":"IF($B3384>$F3384,0,IF($C3384>$G3384,0,ROUND((((($F3384-$B3384)/100)*IF('DBH-Upgrade'!$K$6='DBH-Upgrade'!$K$8,$CC3398,($BF3384/(($F3384-18)/100))))+((($B3384-18)/100)*$CB3398))*IF($E3384>50,IF($G3384=11,(1-(($E3384-50)*0.005)),IF($G3384=16,(1-(($E3384-50)*0.005)),IF($G3384=21,(1-(($E3384-50)*0.005)),1))),1)*$CE3398,0)))","v":222},{"$f":"IF($B3384>$F3384,0,IF($C3384>$G3384,0,ROUND((((($F3384-$B3384)/100)*IF('DBH-Upgrade'!$K$6='DBH-Upgrade'!$K$8,$CC3398,($BF3384/(($F3384-18)/100))))+((($B3384-18)/100)*$CB3398))*IF($E3384>50,IF($G3384=11,(1-(($E3384-50)*0.005)),IF($G3384=16,(1-(($E3384-50)*0.005)),IF($G3384=21,(1-(($E3384-50)*0.005)),1))),1)*$CD3398,0)))","v":230},{"$f":"IF($B3384>$F3384,0,IF($C3384>$G3384,0,ROUND((((($F3384-$B3384)/100)*IF('DBH-Upgrade'!$K$6='DBH-Upgrade'!$K$8,$CC3398,($BF3384/(($F3384-18)/100))))+((($B3384-18)/100)*$CB3398))*IF($E3384>50,IF($G3384=11,(1-(($E3384-50)*0.005)),IF($G3384=16,(1-(($E3384-50)*0.005)),IF($G3384=21,(1-(($E3384-50)*0.005)),1))),1),0)))","v":337},1.01,1.01,1.01,151,157,230,65,68,99,3.1417554356877264E-2,3.4218021036213263E-2,6.9754243554616319E-2,2.4,5.5,5.9,7.9,null,2616,null,0.8,null,null,0,13.2,15.1,21.85,null,1,1,1,151,157,230,null,0,0,0,1,2298,4062,502,78,0.79292312789827257,0.73211718284521199,null,1,1,0.99999999999999978,0.99999999999999978,null,0]
["3202801515",{"$f":"'DBH-Upgrade'!$K$8-$CL3390","v":70},15,3,20,280,15,16.5,0,26,30,48.9,{"$f":"BE3390*BG3390","v":2441.6},{"$f":"IF($B3390>$F3390,0,IF($C3390>$G3390,0,ROUND((((($F3390-$B3390)/100)*IF('DBH-Upgrade'!$K$6='DBH-Upgrade'!$K$8,$BZ3404,($BE3390/(($F3390-18)/100))))+((($B3390-18)/100)*$CA3404))*$CE3404,0)))","v":3341},{"$f":"IF($B3390>$F3390,0,IF($C3390>$G3390,0,ROUND((((($F3390-$B3390)/100)*IF('DBH-Upgrade'!$K$6='DBH-Upgrade'!$K$8,$BZ3404,($BE3390/(($F3390-18)/100))))+((($B3390-18)/100)*$CA3404))*$CD3404,0)))","v":3415},{"$f":"IF($B3390>$F3390,0,IF($C3390>$G3390,0,ROUND(((($F3390-$B3390)/100)*IF('DBH-Upgrade'!$K$6='DBH-Upgrade'!$K$8,$BZ3404,($BE3390/(($F3390-18)/100))))+((($B3390-18)/100)*$CA3404),0)))","v":5075},1.5,1.08,1.08,1.08,2442,{"$f":"IF($B3390>$F3390,0,IF($C3390>$G3390,0,ROUND(((($F3390-$B3390)/100)*(IF('DBH-Upgrade'!$K$6='DBH-Upgrade'!$K$8,$BZ3404,($BE3390/(($F3390-18)/100))))*$CH3404)+((($B3390-18)/100)*$CA3404*$CE3404*$CG3404),0)))","v":4500},{"$f":"IF($B3390>$F3390,0,IF($C3390>$G3390,0,ROUND(((($F3390-$B3390)/100)*(IF('DBH-Upgrade'!$K$6='DBH-Upgrade'!$K$8,$BZ3404,($BE3390/(($F3390-18)/100))))*$CH3404)+((($B3390-18)/100)*$CA3404*$CD3404*$CG3404),0)))","v":4525},{"$f":"IF($B3390>$F3390,0,IF($C3390>$G3390,0,ROUND(((($F3390-$B3390)/100)*(IF('DBH-Upgrade'!$K$6='DBH-Upgrade'!$K$8,$BZ3404,($BE3390/(($F3390-18)/100))))*$CH3404)+((($B3390-18)/100)*$CA3404*$CG3404),0)))","v":5075},210,387,389,436,0.30890818598833336,0.99145112914790623,1.0012746976571101,1.2455262429059895,2.0829999999999999E-4,1.724,2,4.6182900000000003E-4,{"$f":"IF($B3390>$F3390,0,IF($C3390>$G3390,0,ROUND((((($F3390-$B3390)/100)*IF('DBH-Upgrade'!$K$6='DBH-Upgrade'!$K$8,$CC3404,($BF3390/(($F3390-18)/100))))+((($B3390-18)/100)*$CB3404))*IF($E3390>50,IF($G3390=11,(1-(($E3390-50)*0.005)),IF($G3390=16,(1-(($E3390-50)*0.005)),IF($G3390=21,(1-(($E3390-50)*0.005)),1))),1)*$CE3404,0)))","v":238},{"$f":"IF($B3390>$F3390,0,IF($C3390>$G3390,0,ROUND((((($F3390-$B3390)/100)*IF('DBH-Upgrade'!$K$6='DBH-Upgrade'!$K$8,$CC3404,($BF3390/(($F3390-18)/100))))+((($B3390-18)/100)*$CB3404))*IF($E3390>50,IF($G3390=11,(1-(($E3390-50)*0.005)),IF($G3390=16,(1-(($E3390-50)*0.005)),IF($G3390=21,(1-(($E3390-50)*0.005)),1))),1)*$CD3404,0)))","v":244},{"$f":"IF($B3390>$F3390,0,IF($C3390>$G3390,0,ROUND((((($F3390-$B3390)/100)*IF('DBH-Upgrade'!$K$6='DBH-Upgrade'!$K$8,$CC3404,($BF3390/(($F3390-18)/100))))+((($B3390-18)/100)*$CB3404))*IF($E3390>50,IF($G3390=11,(1-(($E3390-50)*0.005)),IF($G3390=16,(1-(($E3390-50)*0.005)),IF($G3390=21,(1-(($E3390-50)*0.005)),1))),1),0)))","v":362},1.01,1.01,1.01,151,155,230,65,67,99,3.3597611912174655E-2,3.5568858817168564E-2,7.4257020233768151E-2,2.8,5.5,5.9,7.9,null,3052,null,0.8,null,null,0,13.2,15.1,21.85,null,1,1,1,151,155,230,null,0,0,0,1,2298,4062,502,78,0.78402243332267385,0.72223627558039949,null,1,1,0.99999999999999978,0.99999999999999978,null,0]
["330602015",{"$f":"'DBH-Upgrade'!$K$8-$CL3396","v":70},15,3,30,60,20,21.5,0,26,30,41.1,915.2,{"$f":"IF($B3396>$F3396,0,IF($C3396>$G3396,0,ROUND((((($F3396-$B3396)/100)*IF('DBH-Upgrade'!$K$6='DBH-Upgrade'!$K$8,$BZ3410,($BE3396/(($F3396-18)/100))))+((($B3396-18)/100)*$CA3410))*$CE3410,0)))","v":0},{"$f":"IF($B3396>$F3396,0,IF($C3396>$G3396,0,ROUND((((($F3396-$B3396)/100)*IF('DBH-Upgrade'!$K$6='DBH-Upgrade'!$K$8,$BZ3410,($BE3396/(($F3396-18)/100))))+((($B3396-18)/100)*$CA3410))*$CD3410,0)))","v":0},{"$f":"IF($B3396>$F3396,0,IF($C3396>$G3396,0,ROUND(((($F3396-$B3396)/100)*IF('DBH-Upgrade'!$K$6='DBH-Upgrade'!$K$8,$BZ3410,($BE3396/(($F3396-18)/100))))+((($B3396-18)/100)*$CA3410),0)))","v":0},1.5,1.08,1.08,1.08,915,{"$f":"IF($B3396>$F3396,0,IF($C3396>$G3396,0,ROUND(((($F3396-$B3396)/100)*(IF('DBH-Upgrade'!$K$6='DBH-Upgrade'!$K$8,$BZ3410,($BE3396/(($F3396-18)/100))))*$CH3410)+((($B3396-18)/100)*$CA3410*$CE3410*$CG3410),0)))","v":0},{"$f":"IF($B3396>$F3396,0,IF($C3396>$G3396,0,ROUND(((($F3396-$B3396)/100)*(IF('DBH-Upgrade'!$K$6='DBH-Upgrade'!$K$8,$BZ3410,($BE3396/(($F3396-18)/100))))*$CH3410)+((($B3396-18)/100)*$CA3410*$CD3410*$CG3410),0)))","v":0},{"$f":"IF($B3396>$F3396,0,IF($C3396>$G3396,0,ROUND(((($F3396-$B3396)/100)*(IF('DBH-Upgrade'!$K$6='DBH-Upgrade'!$K$8,$BZ3410,($BE3396/(($F3396-18)/100))))*$CH3410)+((($B3396-18)/100)*$CA3410*$CG3410),0)))","v":0},79,0,0,0,2.5145728981611184E-2,0,0,0,1.2760000000000001E-4,1.7219,2,3.76611E-4,{"$f":"IF($B3396>$F3396,0,IF($C3396>$G3396,0,ROUND((((($F3396-$B3396)/100)*IF('DBH-Upgrade'!$K$6='DBH-Upgrade'!$K$8,$CC3410,($BF3396/(($F3396-18)/100))))+((($B3396-18)/100)*$CB3410))*IF($E3396>50,IF($G3396=11,(1-(($E3396-50)*0.005)),IF($G3396=16,(1-(($E3396-50)*0.005)),IF($G3396=21,(1-(($E3396-50)*0.005)),1))),1)*$CE3410,0)))","v":0},{"$f":"IF($B3396>$F3396,0,IF($C3396>$G3396,0,ROUND((((($F3396-$B3396)/100)*IF('DBH-Upgrade'!$K$6='DBH-Upgrade'!$K$8,$CC3410,($BF3396/(($F3396-18)/100))))+((($B3396-18)/100)*$CB3410))*IF($E3396>50,IF($G3396=11,(1-(($E3396-50)*0.005)),IF($G3396=16,(1-(($E3396-50)*0.005)),IF($G3396=21,(1-(($E3396-50)*0.005)),1))),1)*$CD3410,0)))","v":0},{"$f":"IF($B3396>$F3396,0,IF($C3396>$G3396,0,ROUND((((($F3396-$B3396)/100)*IF('DBH-Upgrade'!$K$6='DBH-Upgrade'!$K$8,$CC3410,($BF3396/(($F3396-18)/100))))+((($B3396-18)/100)*$CB3410))*IF($E3396>50,IF($G3396=11,(1-(($E3396-50)*0.005)),IF($G3396=16,(1-(($E3396-50)*0.005)),IF($G3396=21,(1-(($E3396-50)*0.005)),1))),1),0)))","v":0},0.95,0.95,0.95,0,0,0,0,0,0,0,0,0,0.8,"DBH-unit is too long!","DBH-unit is too long!","DBH-unit is too long!",null,1144,null,0.8,null,null,0,"DBH-unit is too long!","DBH-unit is too long!","DBH-unit is too long!",null,1,1,1,0,0,0,null,0,0,0,1,2298,4062,502,78,0.7585639347228863,0.69425955238573378,null,1,1,0.99999999999999978,0.99999999999999978,null,0]
["330701615",{"$f":"'DBH-Upgrade'!$K$8-$CL3401","v":60},15,3,30,70,16,16.5,0,26,30,41.1,704.48,{"$f":"IF($B3401>$F3401,0,IF($C3401>$G3401,0,ROUND((((($F3401-$B3401)/100)*IF('DBH-Upgrade'!$K$6='DBH-Upgrade'!$K$8,$BZ3415,($BE3401/(($F3401-18)/100))))+((($B3401-18)/100)*$CA3415))*$CE3415,0)))","v":1628},{"$f":"IF($B3401>$F3401,0,IF($C3401>$G3401,0,ROUND((((($F3401-$B3401)/100)*IF('DBH-Upgrade'!$K$6='DBH-Upgrade'!$K$8,$BZ3415,($BE3401/(($F3401-18)/100))))+((($B3401-18)/100)*$CA3415))*$CD3415,0)))","v":1747},{"$f":"IF($B3401>$F3401,0,IF($C3401>$G3401,0,ROUND(((($F3401-$B3401)/100)*IF('DBH-Upgrade'!$K$6='DBH-Upgrade'!$K$8,$BZ3415,($BE3401/(($F3401-18)/100))))+((($B3401-18)/100)*$CA3415),0)))","v":2313},1.5,1.1000000000000001,1.1000000000000001,1.1000000000000001,704,{"$f":"IF($B3401>$F3401,0,IF($C3401>$G3401,0,ROUND(((($F3401-$B3401)/100)*(IF('DBH-Upgrade'!$K$6='DBH-Upgrade'!$K$8,$BZ3415,($BE3401/(($F3401-18)/100))))*$CH3415)+((($B3401-18)/100)*$CA3415*$CE3415*$CG3415),0)))","v":1724},{"$f":"IF($B3401>$F3401,0,IF($C3401>$G3401,0,ROUND(((($F3401-$B3401)/100)*(IF('DBH-Upgrade'!$K$6='DBH-Upgrade'!$K$8,$BZ3415,($BE3401/(($F3401-18)/100))))*$CH3415)+((($B3401-18)/100)*$CA3415*$CD3415*$CG3415),0)))","v":1826},{"$f":"IF($B3401>$F3401,0,IF($C3401>$G3401,0,ROUND(((($F3401-$B3401)/100)*(IF('DBH-Upgrade'!$K$6='DBH-Upgrade'!$K$8,$BZ3415,($BE3401/(($F3401-18)/100))))*$CH3415)+((($B3401-18)/100)*$CA3415*$CG3415),0)))","v":2313},61,148,157,199,5.6221407904648489E-2,0.32401341958091157,0.36416330822999837,0.58224305620495909,2.0829999999999999E-4,1.724,4,1.392796E-3,{"$f":"IF($B3401>$F3401,0,IF($C3401>$G3401,0,ROUND((((($F3401-$B3401)/100)*IF('DBH-Upgrade'!$K$6='DBH-Upgrade'!$K$8,$CC3415,($BF3401/(($F3401-18)/100))))+((($B3401-18)/100)*$CB3415))*IF($E3401>50,IF($G3401=11,(1-(($E3401-50)*0.005)),IF($G3401=16,(1-(($E3401-50)*0.005)),IF($G3401=21,(1-(($E3401-50)*0.005)),1))),1)*$CE3415,0)))","v":220},{"$f":"IF($B3401>$F3401,0,IF($C3401>$G3401,0,ROUND((((($F3401-$B3401)/100)*IF('DBH-Upgrade'!$K$6='DBH-Upgrade'!$K$8,$CC3415,($BF3401/(($F3401-18)/100))))+((($B3401-18)/100)*$CB3415))*IF($E3401>50,IF($G3401=11,(1-(($E3401-50)*0.005)),IF($G3401=16,(1-(($E3401-50)*0.005)),IF($G3401=21,(1-(($E3401-50)*0.005)),1))),1)*$CD3415,0)))","v":236},{"$f":"IF($B3401>$F3401,0,IF($C3401>$G3401,0,ROUND((((($F3401-$B3401)/100)*IF('DBH-Upgrade'!$K$6='DBH-Upgrade'!$K$8,$CC3415,($BF3401/(($F3401-18)/100))))+((($B3401-18)/100)*$CB3415))*IF($E3401>50,IF($G3401=11,(1-(($E3401-50)*0.005)),IF($G3401=16,(1-(($E3401-50)*0.005)),IF($G3401=21,(1-(($E3401-50)*0.005)),1))),1),0)))","v":312},0.95,0.95,0.95,214,230,305,92,99,131,0.12655966701202678,0.14629549640884207,0.25452474144255971,1.4,5.5,5.9,7.9,null,1036,null,0.68,null,null,0,13.2,15.1,21.85,null,1,1,1,214,230,305,null,0,0,0,1,1615,3238,442,63,0.68190449384530405,0.65796861393376183,null,1,1,0.99999999999999978,0.99999999999999978,null,10]
["330802115",{"$f":"'DBH-Upgrade'!$K$8-$CL3409","v":70},15,3,30,80,21,21.5,0,26,30,42.4,1246.4000000000001,{"$f":"IF($B3409>$F3409,0,IF($C3409>$G3409,0,ROUND((((($F3409-$B3409)/100)*IF('DBH-Upgrade'!$K$6='DBH-Upgrade'!$K$8,$BZ3423,($BE3409/(($F3409-18)/100))))+((($B3409-18)/100)*$CA3423))*$CE3423,0)))","v":2377},{"$f":"IF($B3409>$F3409,0,IF($C3409>$G3409,0,ROUND((((($F3409-$B3409)/100)*IF('DBH-Upgrade'!$K$6='DBH-Upgrade'!$K$8,$BZ3423,($BE3409/(($F3409-18)/100))))+((($B3409-18)/100)*$CA3423))*$CD3423,0)))","v":2549},{"$f":"IF($B3409>$F3409,0,IF($C3409>$G3409,0,ROUND(((($F3409-$B3409)/100)*IF('DBH-Upgrade'!$K$6='DBH-Upgrade'!$K$8,$BZ3423,($BE3409/(($F3409-18)/100))))+((($B3409-18)/100)*$CA3423),0)))","v":3420},1.5,1.05,1.05,1.05,1246,{"$f":"IF($B3409>$F3409,0,IF($C3409>$G3409,0,ROUND(((($F3409-$B3409)/100)*(IF('DBH-Upgrade'!$K$6='DBH-Upgrade'!$K$8,$BZ3423,($BE3409/(($F3409-18)/100))))*$CH3423)+((($B3409-18)/100)*$CA3423*$CE3423*$CG3423),0)))","v":2453},{"$f":"IF($B3409>$F3409,0,IF($C3409>$G3409,0,ROUND(((($F3409-$B3409)/100)*(IF('DBH-Upgrade'!$K$6='DBH-Upgrade'!$K$8,$BZ3423,($BE3409/(($F3409-18)/100))))*$CH3423)+((($B3409-18)/100)*$CA3423*$CD3423*$CG3423),0)))","v":2612},{"$f":"IF($B3409>$F3409,0,IF($C3409>$G3409,0,ROUND(((($F3409-$B3409)/100)*(IF('DBH-Upgrade'!$K$6='DBH-Upgrade'!$K$8,$BZ3423,($BE3409/(($F3409-18)/100))))*$CH3423)+((($B3409-18)/100)*$CA3423*$CG3423),0)))","v":3420},107,211,225,294,6.7936675208787003E-2,0.25732674402542394,0.29194322426062352,0.49394887463654819,1.2760000000000001E-4,1.7219,4,5.1420100000000005E-4,{"$f":"IF($B3409>$F3409,0,IF($C3409>$G3409,0,ROUND((((($F3409-$B3409)/100)*IF('DBH-Upgrade'!$K$6='DBH-Upgrade'!$K$8,$CC3423,($BF3409/(($F3409-18)/100))))+((($B3409-18)/100)*$CB3423))*IF($E3409>50,IF($G3409=11,(1-(($E3409-50)*0.005)),IF($G3409=16,(1-(($E3409-50)*0.005)),IF($G3409=21,(1-(($E3409-50)*0.005)),1))),1)*$CE3423,0)))","v":292},{"$f":"IF($B3409>$F3409,0,IF($C3409>$G3409,0,ROUND((((($F3409-$B3409)/100)*IF('DBH-Upgrade'!$K$6='DBH-Upgrade'!$K$8,$CC3423,($BF3409/(($F3409-18)/100))))+((($B3409-18)/100)*$CB3423))*IF($E3409>50,IF($G3409=11,(1-(($E3409-50)*0.005)),IF($G3409=16,(1-(($E3409-50)*0.005)),IF($G3409=21,(1-(($E3409-50)*0.005)),1))),1)*$CD3423,0)))","v":313},{"$f":"IF($B3409>$F3409,0,IF($C3409>$G3409,0,ROUND((((($F3409-$B3409)/100)*IF('DBH-Upgrade'!$K$6='DBH-Upgrade'!$K$8,$CC3423,($BF3409/(($F3409-18)/100))))+((($B3409-18)/100)*$CB3423))*IF($E3409>50,IF($G3409=11,(1-(($E3409-50)*0.005)),IF($G3409=16,(1-(($E3409-50)*0.005)),IF($G3409=21,(1-(($E3409-50)*0.005)),1))),1),0)))","v":421},0.85,0.85,0.85,286,307,411,123,132,177,8.9258715433195926E-2,0.10250721708800391,0.18224047958741046,2.1,5.5,5.9,7.9,null,1558,null,0.8,null,null,0,13.2,15.1,21.85,null,1,1,1,286,307,411,null,0,0,0,1,3238,4735,725,75,0.75555534806492441,0.70383877729866806,null,1,1,0.99999999999999978,0.99999999999999978,null,0]
["330902115",{"$f":"'DBH-Upgrade'!$K$8-$CL3415","v":70},15,3,30,90,21,21.5,0,26,30,43.3,1402.4,{"$f":"IF($B3415>$F3415,0,IF($C3415>$G3415,0,ROUND((((($F3415-$B3415)/100)*IF('DBH-Upgrade'!$K$6='DBH-Upgrade'!$K$8,$BZ3429,($BE3415/(($F3415-18)/100))))+((($B3415-18)/100)*$CA3429))*$CE3429,0)))","v":2515},{"$f":"IF($B3415>$F3415,0,IF($C3415>$G3415,0,ROUND((((($F3415-$B3415)/100)*IF('DBH-Upgrade'!$K$6='DBH-Upgrade'!$K$8,$BZ3429,($BE3415/(($F3415-18)/100))))+((($B3415-18)/100)*$CA3429))*$CD3429,0)))","v":2694},{"$f":"IF($B3415>$F3415,0,IF($C3415>$G3415,0,ROUND(((($F3415-$B3415)/100)*IF('DBH-Upgrade'!$K$6='DBH-Upgrade'!$K$8,$BZ3429,($BE3415/(($F3415-18)/100))))+((($B3415-18)/100)*$CA3429),0)))","v":3669},1.5,1.05,1.05,1.05,1402,{"$f":"IF($B3415>$F3415,0,IF($C3415>$G3415,0,ROUND(((($F3415-$B3415)/100)*(IF('DBH-Upgrade'!$K$6='DBH-Upgrade'!$K$8,$BZ3429,($BE3415/(($F3415-18)/100))))*$CH3429)+((($B3415-18)/100)*$CA3429*$CE3429*$CG3429),0)))","v":2671},{"$f":"IF($B3415>$F3415,0,IF($C3415>$G3415,0,ROUND(((($F3415-$B3415)/100)*(IF('DBH-Upgrade'!$K$6='DBH-Upgrade'!$K$8,$BZ3429,($BE3415/(($F3415-18)/100))))*$CH3429)+((($B3415-18)/100)*$CA3429*$CD3429*$CG3429),0)))","v":2826},{"$f":"IF($B3415>$F3415,0,IF($C3415>$G3415,0,ROUND(((($F3415-$B3415)/100)*(IF('DBH-Upgrade'!$K$6='DBH-Upgrade'!$K$8,$BZ3429,($BE3415/(($F3415-18)/100))))*$CH3429)+((($B3415-18)/100)*$CA3429*$CG3429),0)))","v":3669},121,230,243,316,8.8366851561980431E-2,0.31065980829904527,0.34602358057183785,0.57937638385756807,1.2760000000000001E-4,1.7219,4,5.1420100000000005E-4,{"$f":"IF($B3415>$F3415,0,IF($C3415>$G3415,0,ROUND((((($F3415-$B3415)/100)*IF('DBH-Upgrade'!$K$6='DBH-Upgrade'!$K$8,$CC3429,($BF3415/(($F3415-18)/100))))+((($B3415-18)/100)*$CB3429))*IF($E3415>50,IF($G3415=11,(1-(($E3415-50)*0.005)),IF($G3415=16,(1-(($E3415-50)*0.005)),IF($G3415=21,(1-(($E3415-50)*0.005)),1))),1)*$CE3429,0)))","v":295},{"$f":"IF($B3415>$F3415,0,IF($C3415>$G3415,0,ROUND((((($F3415-$B3415)/100)*IF('DBH-Upgrade'!$K$6='DBH-Upgrade'!$K$8,$CC3429,($BF3415/(($F3415-18)/100))))+((($B3415-18)/100)*$CB3429))*IF($E3415>50,IF($G3415=11,(1-(($E3415-50)*0.005)),IF($G3415=16,(1-(($E3415-50)*0.005)),IF($G3415=21,(1-(($E3415-50)*0.005)),1))),1)*$CD3429,0)))","v":316},{"$f":"IF($B3415>$F3415,0,IF($C3415>$G3415,0,ROUND((((($F3415-$B3415)/100)*IF('DBH-Upgrade'!$K$6='DBH-Upgrade'!$K$8,$CC3429,($BF3415/(($F3415-18)/100))))+((($B3415-18)/100)*$CB3429))*IF($E3415>50,IF($G3415=11,(1-(($E3415-50)*0.005)),IF($G3415=16,(1-(($E3415-50)*0.005)),IF($G3415=21,(1-(($E3415-50)*0.005)),1))),1),0)))","v":430},0.85,0.85,0.85,282,302,411,121,130,177,8.8366851561980431E-2,0.10166856840266857,0.18595516387448524,2.4,5.5,5.9,7.9,null,1753,null,0.8,null,null,0,13.2,15.1,21.85,null,1,1,1,282,302,411,null,0,0,0,1,3238,4735,725,75,0.75555534806492441,0.70383877729866806,null,1,1,0.99999999999999978,0.99999999999999978,null,0]
["3301002115",{"$f":"'DBH-Upgrade'!$K$8-$CL3421","v":70},15,3,30,100,21,21.5,0,26,30,44.1,1558.4,{"$f":"IF($B3421>$F3421,0,IF($C3421>$G3421,0,ROUND((((($F3421-$B3421)/100)*IF('DBH-Upgrade'!$K$6='DBH-Upgrade'!$K$8,$BZ3435,($BE3421/(($F3421-18)/100))))+((($B3421-18)/100)*$CA3435))*$CE3435,0)))","v":2654},{"$f":"IF($B3421>$F3421,0,IF($C3421>$G3421,0,ROUND((((($F3421-$B3421)/100)*IF('DBH-Upgrade'!$K$6='DBH-Upgrade'!$K$8,$BZ3435,($BE3421/(($F3421-18)/100))))+((($B3421-18)/100)*$CA3435))*$CD3435,0)))","v":2842},{"$f":"IF($B3421>$F3421,0,IF($C3421>$G3421,0,ROUND(((($F3421-$B3421)/100)*IF('DBH-Upgrade'!$K$6='DBH-Upgrade'!$K$8,$BZ3435,($BE3421/(($F3421-18)/100))))+((($B3421-18)/100)*$CA3435),0)))","v":3918},1.5,1.05,1.05,1.05,1558,{"$f":"IF($B3421>$F3421,0,IF($C3421>$G3421,0,ROUND(((($F3421-$B3421)/100)*(IF('DBH-Upgrade'!$K$6='DBH-Upgrade'!$K$8,$BZ3435,($BE3421/(($F3421-18)/100))))*$CH3435)+((($B3421-18)/100)*$CA3435*$CE3435*$CG3435),0)))","v":2895},{"$f":"IF($B3421>$F3421,0,IF($C3421>$G3421,0,ROUND(((($F3421-$B3421)/100)*(IF('DBH-Upgrade'!$K$6='DBH-Upgrade'!$K$8,$BZ3435,($BE3421/(($F3421-18)/100))))*$CH3435)+((($B3421-18)/100)*$CA3435*$CD3435*$CG3435),0)))","v":3047},{"$f":"IF($B3421>$F3421,0,IF($C3421>$G3421,0,ROUND(((($F3421-$B3421)/100)*(IF('DBH-Upgrade'!$K$6='DBH-Upgrade'!$K$8,$BZ3435,($BE3421/(($F3421-18)/100))))*$CH3435)+((($B3421-18)/100)*$CA3435*$CG3435),0)))","v":3918},134,249,262,337,0.1101745363354168,0.36966388513568182,0.4083804969729789,0.66866227086254926,1.2760000000000001E-4,1.7219,4,5.1420100000000005E-4,{"$f":"IF($B3421>$F3421,0,IF($C3421>$G3421,0,ROUND((((($F3421-$B3421)/100)*IF('DBH-Upgrade'!$K$6='DBH-Upgrade'!$K$8,$CC3435,($BF3421/(($F3421-18)/100))))+((($B3421-18)/100)*$CB3435))*IF($E3421>50,IF($G3421=11,(1-(($E3421-50)*0.005)),IF($G3421=16,(1-(($E3421-50)*0.005)),IF($G3421=21,(1-(($E3421-50)*0.005)),1))),1)*$CE3435,0)))","v":297},{"$f":"IF($B3421>$F3421,0,IF($C3421>$G3421,0,ROUND((((($F3421-$B3421)/100)*IF('DBH-Upgrade'!$K$6='DBH-Upgrade'!$K$8,$CC3435,($BF3421/(($F3421-18)/100))))+((($B3421-18)/100)*$CB3435))*IF($E3421>50,IF($G3421=11,(1-(($E3421-50)*0.005)),IF($G3421=16,(1-(($E3421-50)*0.005)),IF($G3421=21,(1-(($E3421-50)*0.005)),1))),1)*$CD3435,0)))","v":318},{"$f":"IF($B3421>$F3421,0,IF($C3421>$G3421,0,ROUND((((($F3421-$B3421)/100)*IF('DBH-Upgrade'!$K$6='DBH-Upgrade'!$K$8,$CC3435,($BF3421/(($F3421-18)/100))))+((($B3421-18)/100)*$CB3435))*IF($E3421>50,IF($G3421=11,(1-(($E3421-50)*0.005)),IF($G3421=16,(1-(($E3421-50)*0.005)),IF($G3421=21,(1-(($E3421-50)*0.005)),1))),1),0)))","v":439},0.85,0.85,0.85,279,298,411,120,128,177,8.8847730160492647E-2,0.10075940988627137,0.18966984816155999,2.7,5.5,5.9,7.9,null,1948,null,0.8,null,null,0,13.2,15.1,21.85,null,1,1,1,279,298,411,null,0,0,0,1,3238,4735,725,75,0.74531089933631789,0.69504144552059222,null,1,1,0.99999999999999978,0.99999999999999978,null,0]
["3301201115",{"$f":"'DBH-Upgrade'!$K$8-$CL3429","v":70},15,3,30,120,11,11.5,0,26,30,44.8,914.6,{"$f":"IF($B3429>$F3429,0,IF($C3429>$G3429,0,ROUND((((($F3429-$B3429)/100)*IF('DBH-Upgrade'!$K$6='DBH-Upgrade'!$K$8,$BZ3443,($BE3429/(($F3429-18)/100))))+((($B3429-18)/100)*$CA3443))*$CE3443,0)))","v":0},{"$f":"IF($B3429>$F3429,0,IF($C3429>$G3429,0,ROUND((((($F3429-$B3429)/100)*IF('DBH-Upgrade'!$K$6='DBH-Upgrade'!$K$8,$BZ3443,($BE3429/(($F3429-18)/100))))+((($B3429-18)/100)*$CA3443))*$CD3443,0)))","v":0},{"$f":"IF($B3429>$F3429,0,IF($C3429>$G3429,0,ROUND(((($F3429-$B3429)/100)*IF('DBH-Upgrade'!$K$6='DBH-Upgrade'!$K$8,$BZ3443,($BE3429/(($F3429-18)/100))))+((($B3429-18)/100)*$CA3443),0)))","v":0},1.5,1.1000000000000001,1.1000000000000001,1.1000000000000001,915,{"$f":"IF($B3429>$F3429,0,IF($C3429>$G3429,0,ROUND(((($F3429-$B3429)/100)*(IF('DBH-Upgrade'!$K$6='DBH-Upgrade'!$K$8,$BZ3443,($BE3429/(($F3429-18)/100))))*$CH3443)+((($B3429-18)/100)*$CA3443*$CE3443*$CG3443),0)))","v":0},{"$f":"IF($B3429>$F3429,0,IF($C3429>$G3429,0,ROUND(((($F3429-$B3429)/100)*(IF('DBH-Upgrade'!$K$6='DBH-Upgrade'!$K$8,$BZ3443,($BE3429/(($F3429-18)/100))))*$CH3443)+((($B3429-18)/100)*$CA3443*$CD3443*$CG3443),0)))","v":0},{"$f":"IF($B3429>$F3429,0,IF($C3429>$G3429,0,ROUND(((($F3429-$B3429)/100)*(IF('DBH-Upgrade'!$K$6='DBH-Upgrade'!$K$8,$BZ3443,($BE3429/(($F3429-18)/100))))*$CH3443)+((($B3429-18)/100)*$CA3443*$CG3443),0)))","v":0},79,0,0,0,6.7279970744650322E-2,0,0,0,3.969E-4,1.7345999999999999,4,5.7428799999999995E-4,{"$f":"IF($B3429>$F3429,0,IF($C3429>$G3429,0,ROUND((((($F3429-$B3429)/100)*IF('DBH-Upgrade'!$K$6='DBH-Upgrade'!$K$8,$CC3443,($BF3429/(($F3429-18)/100))))+((($B3429-18)/100)*$CB3443))*IF($E3429>50,IF($G3429=11,(1-(($E3429-50)*0.005)),IF($G3429=16,(1-(($E3429-50)*0.005)),IF($G3429=21,(1-(($E3429-50)*0.005)),1))),1)*$CE3443,0)))","v":0},{"$f":"IF($B3429>$F3429,0,IF($C3429>$G3429,0,ROUND((((($F3429-$B3429)/100)*IF('DBH-Upgrade'!$K$6='DBH-Upgrade'!$K$8,$CC3443,($BF3429/(($F3429-18)/100))))+((($B3429-18)/100)*$CB3443))*IF($E3429>50,IF($G3429=11,(1-(($E3429-50)*0.005)),IF($G3429=16,(1-(($E3429-50)*0.005)),IF($G3429=21,(1-(($E3429-50)*0.005)),1))),1)*$CD3443,0)))","v":0},{"$f":"IF($B3429>$F3429,0,IF($C3429>$G3429,0,ROUND((((($F3429-$B3429)/100)*IF('DBH-Upgrade'!$K$6='DBH-Upgrade'!$K$8,$CC3443,($BF3429/(($F3429-18)/100))))+((($B3429-18)/100)*$CB3443))*IF($E3429>50,IF($G3429=11,(1-(($E3429-50)*0.005)),IF($G3429=16,(1-(($E3429-50)*0.005)),IF($G3429=21,(1-(($E3429-50)*0.005)),1))),1),0)))","v":0},0.95,0.95,0.95,0,0,0,0,0,0,0,0,0,1.6,5.5,5.9,7.9,null,1345,null,0.68,null,null,0,13.2,15.1,21.85,null,1,1,1,0,0,0,null,0,0,0,1,2489,6098,791,92,0.73429802939744349,0.68540112539231846,null,1,1,0.99999999999999978,0.99999999999999978,null,0]
["3301401515",{"$f":"'DBH-Upgrade'!$K$8-$CL3436","v":70},15,3,30,140,15,16.5,0,26,30,45.4,1522.4,{"$f":"IF($B3436>$F3436,0,IF($C3436>$G3436,0,ROUND((((($F3436-$B3436)/100)*IF('DBH-Upgrade'!$K$6='DBH-Upgrade'!$K$8,$BZ3450,($BE3436/(($F3436-18)/100))))+((($B3436-18)/100)*$CA3450))*$CE3450,0)))","v":1873},{"$f":"IF($B3436>$F3436,0,IF($C3436>$G3436,0,ROUND((((($F3436-$B3436)/100)*IF('DBH-Upgrade'!$K$6='DBH-Upgrade'!$K$8,$BZ3450,($BE3436/(($F3436-18)/100))))+((($B3436-18)/100)*$CA3450))*$CD3450,0)))","v":2006},{"$f":"IF($B3436>$F3436,0,IF($C3436>$G3436,0,ROUND(((($F3436-$B3436)/100)*IF('DBH-Upgrade'!$K$6='DBH-Upgrade'!$K$8,$BZ3450,($BE3436/(($F3436-18)/100))))+((($B3436-18)/100)*$CA3450),0)))","v":2814},1.5,1.08,1.08,1.08,1522,{"$f":"IF($B3436>$F3436,0,IF($C3436>$G3436,0,ROUND(((($F3436-$B3436)/100)*(IF('DBH-Upgrade'!$K$6='DBH-Upgrade'!$K$8,$BZ3450,($BE3436/(($F3436-18)/100))))*$CH3450)+((($B3436-18)/100)*$CA3450*$CE3450*$CG3450),0)))","v":2251},{"$f":"IF($B3436>$F3436,0,IF($C3436>$G3436,0,ROUND(((($F3436-$B3436)/100)*(IF('DBH-Upgrade'!$K$6='DBH-Upgrade'!$K$8,$BZ3450,($BE3436/(($F3436-18)/100))))*$CH3450)+((($B3436-18)/100)*$CA3450*$CD3450*$CG3450),0)))","v":2331},{"$f":"IF($B3436>$F3436,0,IF($C3436>$G3436,0,ROUND(((($F3436-$B3436)/100)*(IF('DBH-Upgrade'!$K$6='DBH-Upgrade'!$K$8,$BZ3450,($BE3436/(($F3436-18)/100))))*$CH3450)+((($B3436-18)/100)*$CA3450*$CG3450),0)))","v":2814},131,194,200,242,0.10058390150742502,0.21543027135831075,0.22856071697499342,0.33106971150845382,2.0829999999999999E-4,1.724,2,4.6182900000000003E-4,{"$f":"IF($B3436>$F3436,0,IF($C3436>$G3436,0,ROUND((((($F3436-$B3436)/100)*IF('DBH-Upgrade'!$K$6='DBH-Upgrade'!$K$8,$CC3450,($BF3436/(($F3436-18)/100))))+((($B3436-18)/100)*$CB3450))*IF($E3436>50,IF($G3436=11,(1-(($E3436-50)*0.005)),IF($G3436=16,(1-(($E3436-50)*0.005)),IF($G3436=21,(1-(($E3436-50)*0.005)),1))),1)*$CE3450,0)))","v":182},{"$f":"IF($B3436>$F3436,0,IF($C3436>$G3436,0,ROUND((((($F3436-$B3436)/100)*IF('DBH-Upgrade'!$K$6='DBH-Upgrade'!$K$8,$CC3450,($BF3436/(($F3436-18)/100))))+((($B3436-18)/100)*$CB3450))*IF($E3436>50,IF($G3436=11,(1-(($E3436-50)*0.005)),IF($G3436=16,(1-(($E3436-50)*0.005)),IF($G3436=21,(1-(($E3436-50)*0.005)),1))),1)*$CD3450,0)))","v":195},{"$f":"IF($B3436>$F3436,0,IF($C3436>$G3436,0,ROUND((((($F3436-$B3436)/100)*IF('DBH-Upgrade'!$K$6='DBH-Upgrade'!$K$8,$CC3450,($BF3436/(($F3436-18)/100))))+((($B3436-18)/100)*$CB3450))*IF($E3436>50,IF($G3436=11,(1-(($E3436-50)*0.005)),IF($G3436=16,(1-(($E3436-50)*0.005)),IF($G3436=21,(1-(($E3436-50)*0.005)),1))),1),0)))","v":274},1.01,1.01,1.01,153,164,230,66,71,99,2.6742876826793979E-2,3.0786029074234486E-2,5.8497301856736753E-2,1.4,5.5,5.9,7.9,null,1903,null,0.8,null,null,0,13.2,15.1,21.85,null,1,1,1,153,164,230,null,0,0,0,1,{"$error":"#VALUE!"},0,0,{"$error":"#VALUE!"},0.81466996609637188,0.75619868948084668,null,1,1,0.99999999999999978,0.99999999999999978,null,0]
["3301601115",{"$f":"'DBH-Upgrade'!$K$8-$CL3441","v":70},15,3,30,160,11,11.5,0,26,30,46.4,1219.92,{"$f":"IF($B3441>$F3441,0,IF($C3441>$G3441,0,ROUND((((($F3441-$B3441)/100)*IF('DBH-Upgrade'!$K$6='DBH-Upgrade'!$K$8,$BZ3455,($BE3441/(($F3441-18)/100))))+((($B3441-18)/100)*$CA3455))*$CE3455,0)))","v":0},{"$f":"IF($B3441>$F3441,0,IF($C3441>$G3441,0,ROUND((((($F3441-$B3441)/100)*IF('DBH-Upgrade'!$K$6='DBH-Upgrade'!$K$8,$BZ3455,($BE3441/(($F3441-18)/100))))+((($B3441-18)/100)*$CA3455))*$CD3455,0)))","v":0},{"$f":"IF($B3441>$F3441,0,IF($C3441>$G3441,0,ROUND(((($F3441-$B3441)/100)*IF('DBH-Upgrade'!$K$6='DBH-Upgrade'!$K$8,$BZ3455,($BE3441/(($F3441-18)/100))))+((($B3441-18)/100)*$CA3455),0)))","v":0},1.5,1.1000000000000001,1.1000000000000001,1.1000000000000001,1220,{"$f":"IF($B3441>$F3441,0,IF($C3441>$G3441,0,ROUND(((($F3441-$B3441)/100)*(IF('DBH-Upgrade'!$K$6='DBH-Upgrade'!$K$8,$BZ3455,($BE3441/(($F3441-18)/100))))*$CH3455)+((($B3441-18)/100)*$CA3455*$CE3455*$CG3455),0)))","v":0},{"$f":"IF($B3441>$F3441,0,IF($C3441>$G3441,0,ROUND(((($F3441-$B3441)/100)*(IF('DBH-Upgrade'!$K$6='DBH-Upgrade'!$K$8,$BZ3455,($BE3441/(($F3441-18)/100))))*$CH3455)+((($B3441-18)/100)*$CA3455*$CD3455*$CG3455),0)))","v":0},{"$f":"IF($B3441>$F3441,0,IF($C3441>$G3441,0,ROUND(((($F3441-$B3441)/100)*(IF('DBH-Upgrade'!$K$6='DBH-Upgrade'!$K$8,$BZ3455,($BE3441/(($F3441-18)/100))))*$CH3455)+((($B3441-18)/100)*$CA3455*$CG3455),0)))","v":0},105,0,0,0,0.13467350442866863,0,0,0,3.969E-4,1.7345999999999999,4,5.7428799999999995E-4,{"$f":"IF($B3441>$F3441,0,IF($C3441>$G3441,0,ROUND((((($F3441-$B3441)/100)*IF('DBH-Upgrade'!$K$6='DBH-Upgrade'!$K$8,$CC3455,($BF3441/(($F3441-18)/100))))+((($B3441-18)/100)*$CB3455))*IF($E3441>50,IF($G3441=11,(1-(($E3441-50)*0.005)),IF($G3441=16,(1-(($E3441-50)*0.005)),IF($G3441=21,(1-(($E3441-50)*0.005)),1))),1)*$CE3455,0)))","v":0},{"$f":"IF($B3441>$F3441,0,IF($C3441>$G3441,0,ROUND((((($F3441-$B3441)/100)*IF('DBH-Upgrade'!$K$6='DBH-Upgrade'!$K$8,$CC3455,($BF3441/(($F3441-18)/100))))+((($B3441-18)/100)*$CB3455))*IF($E3441>50,IF($G3441=11,(1-(($E3441-50)*0.005)),IF($G3441=16,(1-(($E3441-50)*0.005)),IF($G3441=21,(1-(($E3441-50)*0.005)),1))),1)*$CD3455,0)))","v":0},{"$f":"IF($B3441>$F3441,0,IF($C3441>$G3441,0,ROUND((((($F3441-$B3441)/100)*IF('DBH-Upgrade'!$K$6='DBH-Upgrade'!$K$8,$CC3455,($BF3441/(($F3441-18)/100))))+((($B3441-18)/100)*$CB3455))*IF($E3441>50,IF($G3441=11,(1-(($E3441-50)*0.005)),IF($G3441=16,(1-(($E3441-50)*0.005)),IF($G3441=21,(1-(($E3441-50)*0.005)),1))),1),0)))","v":0},0.95,0.95,0.95,0,0,0,0,0,0,0,0,0,2.1,5.5,5.9,7.9,null,1794,null,0.68,null,null,0,13.2,15.1,21.85,null,1,1,1,0,0,0,null,0,0,0,1,2489,6098,791,92,0.72541359909535208,0.67746340042029107,null,1,1,0.99999999999999978,0.99999999999999978,null,0]
["3301801615",{"$f":"'DBH-Upgrade'!$K$8-$CL3449","v":50},15,3,30,180,16,16.5,0,26,30,46.4,1811.5200000000002,{"$f":"IF($B3449>$F3449,0,IF($C3449>$G3449,0,ROUND((((($F3449-$B3449)/100)*IF('DBH-Upgrade'!$K$6='DBH-Upgrade'!$K$8,$BZ3463,($BE3449/(($F3449-18)/100))))+((($B3449-18)/100)*$CA3463))*$CE3463,0)))","v":3761},{"$f":"IF($B3449>$F3449,0,IF($C3449>$G3449,0,ROUND((((($F3449-$B3449)/100)*IF('DBH-Upgrade'!$K$6='DBH-Upgrade'!$K$8,$BZ3463,($BE3449/(($F3449-18)/100))))+((($B3449-18)/100)*$CA3463))*$CD3463,0)))","v":4016},{"$f":"IF($B3449>$F3449,0,IF($C3449>$G3449,0,ROUND(((($F3449-$B3449)/100)*IF('DBH-Upgrade'!$K$6='DBH-Upgrade'!$K$8,$BZ3463,($BE3449/(($F3449-18)/100))))+((($B3449-18)/100)*$CA3463),0)))","v":5725},1.5,1.1000000000000001,1.1000000000000001,1.1000000000000001,1812,{"$f":"IF($B3449>$F3449,0,IF($C3449>$G3449,0,ROUND(((($F3449-$B3449)/100)*(IF('DBH-Upgrade'!$K$6='DBH-Upgrade'!$K$8,$BZ3463,($BE3449/(($F3449-18)/100))))*$CH3463)+((($B3449-18)/100)*$CA3463*$CE3463*$CG3463),0)))","v":5205},{"$f":"IF($B3449>$F3449,0,IF($C3449>$G3449,0,ROUND(((($F3449-$B3449)/100)*(IF('DBH-Upgrade'!$K$6='DBH-Upgrade'!$K$8,$BZ3463,($BE3449/(($F3449-18)/100))))*$CH3463)+((($B3449-18)/100)*$CA3463*$CD3463*$CG3463),0)))","v":5272},{"$f":"IF($B3449>$F3449,0,IF($C3449>$G3449,0,ROUND(((($F3449-$B3449)/100)*(IF('DBH-Upgrade'!$K$6='DBH-Upgrade'!$K$8,$BZ3463,($BE3449/(($F3449-18)/100))))*$CH3463)+((($B3449-18)/100)*$CA3463*$CG3463),0)))","v":5725},156,448,453,492,0.41382676030462823,3.2428032857875637,3.3140172222765774,3.8955677238304061,2.0829999999999999E-4,1.724,4,1.392796E-3,{"$f":"IF($B3449>$F3449,0,IF($C3449>$G3449,0,ROUND((((($F3449-$B3449)/100)*IF('DBH-Upgrade'!$K$6='DBH-Upgrade'!$K$8,$CC3463,($BF3449/(($F3449-18)/100))))+((($B3449-18)/100)*$CB3463))*IF($E3449>50,IF($G3449=11,(1-(($E3449-50)*0.005)),IF($G3449=16,(1-(($E3449-50)*0.005)),IF($G3449=21,(1-(($E3449-50)*0.005)),1))),1)*$CE3463,0)))","v":217},{"$f":"IF($B3449>$F3449,0,IF($C3449>$G3449,0,ROUND((((($F3449-$B3449)/100)*IF('DBH-Upgrade'!$K$6='DBH-Upgrade'!$K$8,$CC3463,($BF3449/(($F3449-18)/100))))+((($B3449-18)/100)*$CB3463))*IF($E3449>50,IF($G3449=11,(1-(($E3449-50)*0.005)),IF($G3449=16,(1-(($E3449-50)*0.005)),IF($G3449=21,(1-(($E3449-50)*0.005)),1))),1)*$CD3463,0)))","v":231},{"$f":"IF($B3449>$F3449,0,IF($C3449>$G3449,0,ROUND((((($F3449-$B3449)/100)*IF('DBH-Upgrade'!$K$6='DBH-Upgrade'!$K$8,$CC3463,($BF3449/(($F3449-18)/100))))+((($B3449-18)/100)*$CB3463))*IF($E3449>50,IF($G3449=11,(1-(($E3449-50)*0.005)),IF($G3449=16,(1-(($E3449-50)*0.005)),IF($G3449=21,(1-(($E3449-50)*0.005)),1))),1),0)))","v":330},0.95,0.95,0.95,152,163,232,65,70,100,7.5719594937862358E-2,8.7392962652427339E-2,0.17442862201013581,3.6,5.5,5.9,7.9,null,2664,null,0.68,null,null,0,13.2,15.1,21.85,null,1,1,1,152,163,232,null,0,0,0,1,{"$error":"#VALUE!"},0,0,{"$error":"#VALUE!"},0.79292312789827257,0.73211718284521199,null,1,1,0.99999999999999978,0.99999999999999978,null,20]
["3302001615",{"$f":"'DBH-Upgrade'!$K$8-$CL3455","v":70},15,3,30,200,16,16.5,0,26,30,47.1,2012.8000000000002,{"$f":"IF($B3455>$F3455,0,IF($C3455>$G3455,0,ROUND((((($F3455-$B3455)/100)*IF('DBH-Upgrade'!$K$6='DBH-Upgrade'!$K$8,$BZ3469,($BE3455/(($F3455-18)/100))))+((($B3455-18)/100)*$CA3469))*$CE3469,0)))","v":4387},{"$f":"IF($B3455>$F3455,0,IF($C3455>$G3455,0,ROUND((((($F3455-$B3455)/100)*IF('DBH-Upgrade'!$K$6='DBH-Upgrade'!$K$8,$BZ3469,($BE3455/(($F3455-18)/100))))+((($B3455-18)/100)*$CA3469))*$CD3469,0)))","v":4623},{"$f":"IF($B3455>$F3455,0,IF($C3455>$G3455,0,ROUND(((($F3455-$B3455)/100)*IF('DBH-Upgrade'!$K$6='DBH-Upgrade'!$K$8,$BZ3469,($BE3455/(($F3455-18)/100))))+((($B3455-18)/100)*$CA3469),0)))","v":6672},1.5,1.1000000000000001,1.1000000000000001,1.1000000000000001,2013,{"$f":"IF($B3455>$F3455,0,IF($C3455>$G3455,0,ROUND(((($F3455-$B3455)/100)*(IF('DBH-Upgrade'!$K$6='DBH-Upgrade'!$K$8,$BZ3469,($BE3455/(($F3455-18)/100))))*$CH3469)+((($B3455-18)/100)*$CA3469*$CE3469*$CG3469),0)))","v":5829},{"$f":"IF($B3455>$F3455,0,IF($C3455>$G3455,0,ROUND(((($F3455-$B3455)/100)*(IF('DBH-Upgrade'!$K$6='DBH-Upgrade'!$K$8,$BZ3469,($BE3455/(($F3455-18)/100))))*$CH3469)+((($B3455-18)/100)*$CA3469*$CD3469*$CG3469),0)))","v":5916},{"$f":"IF($B3455>$F3455,0,IF($C3455>$G3455,0,ROUND(((($F3455-$B3455)/100)*(IF('DBH-Upgrade'!$K$6='DBH-Upgrade'!$K$8,$BZ3469,($BE3455/(($F3455-18)/100))))*$CH3469)+((($B3455-18)/100)*$CA3469*$CG3469),0)))","v":6672},173,501,509,574,0.51789464721741585,4.1100407284765366,4.2392671295629345,5.3619534236907409,2.0829999999999999E-4,1.724,4,1.392796E-3,{"$f":"IF($B3455>$F3455,0,IF($C3455>$G3455,0,ROUND((((($F3455-$B3455)/100)*IF('DBH-Upgrade'!$K$6='DBH-Upgrade'!$K$8,$CC3469,($BF3455/(($F3455-18)/100))))+((($B3455-18)/100)*$CB3469))*IF($E3455>50,IF($G3455=11,(1-(($E3455-50)*0.005)),IF($G3455=16,(1-(($E3455-50)*0.005)),IF($G3455=21,(1-(($E3455-50)*0.005)),1))),1)*$CE3469,0)))","v":312},{"$f":"IF($B3455>$F3455,0,IF($C3455>$G3455,0,ROUND((((($F3455-$B3455)/100)*IF('DBH-Upgrade'!$K$6='DBH-Upgrade'!$K$8,$CC3469,($BF3455/(($F3455-18)/100))))+((($B3455-18)/100)*$CB3469))*IF($E3455>50,IF($G3455=11,(1-(($E3455-50)*0.005)),IF($G3455=16,(1-(($E3455-50)*0.005)),IF($G3455=21,(1-(($E3455-50)*0.005)),1))),1)*$CD3469,0)))","v":329},{"$f":"IF($B3455>$F3455,0,IF($C3455>$G3455,0,ROUND((((($F3455-$B3455)/100)*IF('DBH-Upgrade'!$K$6='DBH-Upgrade'!$K$8,$CC3469,($BF3455/(($F3455-18)/100))))+((($B3455-18)/100)*$CB3469))*IF($E3455>50,IF($G3455=11,(1-(($E3455-50)*0.005)),IF($G3455=16,(1-(($E3455-50)*0.005)),IF($G3455=21,(1-(($E3455-50)*0.005)),1))),1),0)))","v":475},0.95,0.95,0.95,248,261,377,107,112,162,0.20404811687786206,0.22290792269180587,0.45588397642057166,4,5.5,5.9,7.9,null,{"$f":"$BE815","v":2960},null,0.68,null,null,0,13.2,15.1,21.85,null,1,1,1,248,261,377,null,0,0,0,1,{"$error":"#VALUE!"},0,0,{"$error":"#VALUE!"},0.78402243332267385,0.72223627558039949,null,1,1,0.99999999999999978,0.99999999999999978,null,0]
["3302201615",{"$f":"'DBH-Upgrade'!$K$8-$CL3461","v":70},15,3,30,220,16,16.5,0,26,30,47.8,2214.0800000000004,{"$f":"IF($B3461>$F3461,0,IF($C3461>$G3461,0,ROUND((((($F3461-$B3461)/100)*IF('DBH-Upgrade'!$K$6='DBH-Upgrade'!$K$8,$BZ3475,($BE3461/(($F3461-18)/100))))+((($B3461-18)/100)*$CA3475))*$CE3475,0)))","v":4815},{"$f":"IF($B3461>$F3461,0,IF($C3461>$G3461,0,ROUND((((($F3461-$B3461)/100)*IF('DBH-Upgrade'!$K$6='DBH-Upgrade'!$K$8,$BZ3475,($BE3461/(($F3461-18)/100))))+((($B3461-18)/100)*$CA3475))*$CD3475,0)))","v":5015},{"$f":"IF($B3461>$F3461,0,IF($C3461>$G3461,0,ROUND(((($F3461-$B3461)/100)*IF('DBH-Upgrade'!$K$6='DBH-Upgrade'!$K$8,$BZ3475,($BE3461/(($F3461-18)/100))))+((($B3461-18)/100)*$CA3475),0)))","v":7319},1.5,1.1000000000000001,1.1000000000000001,1.1000000000000001,2214,{"$f":"IF($B3461>$F3461,0,IF($C3461>$G3461,0,ROUND(((($F3461-$B3461)/100)*(IF('DBH-Upgrade'!$K$6='DBH-Upgrade'!$K$8,$BZ3475,($BE3461/(($F3461-18)/100))))*$CH3475)+((($B3461-18)/100)*$CA3475*$CE3475*$CG3475),0)))","v":6477},{"$f":"IF($B3461>$F3461,0,IF($C3461>$G3461,0,ROUND(((($F3461-$B3461)/100)*(IF('DBH-Upgrade'!$K$6='DBH-Upgrade'!$K$8,$BZ3475,($BE3461/(($F3461-18)/100))))*$CH3475)+((($B3461-18)/100)*$CA3475*$CD3475*$CG3475),0)))","v":6544},{"$f":"IF($B3461>$F3461,0,IF($C3461>$G3461,0,ROUND(((($F3461-$B3461)/100)*(IF('DBH-Upgrade'!$K$6='DBH-Upgrade'!$K$8,$BZ3475,($BE3461/(($F3461-18)/100))))*$CH3475)+((($B3461-18)/100)*$CA3475*$CG3475),0)))","v":7319},190,557,563,629,0.63516293400727342,5.1443178751063554,5.2529998502274093,6.5219508047890882,2.0829999999999999E-4,1.724,4,1.392796E-3,{"$f":"IF($B3461>$F3461,0,IF($C3461>$G3461,0,ROUND((((($F3461-$B3461)/100)*IF('DBH-Upgrade'!$K$6='DBH-Upgrade'!$K$8,$CC3475,($BF3461/(($F3461-18)/100))))+((($B3461-18)/100)*$CB3475))*IF($E3461>50,IF($G3461=11,(1-(($E3461-50)*0.005)),IF($G3461=16,(1-(($E3461-50)*0.005)),IF($G3461=21,(1-(($E3461-50)*0.005)),1))),1)*$CE3475,0)))","v":322},{"$f":"IF($B3461>$F3461,0,IF($C3461>$G3461,0,ROUND((((($F3461-$B3461)/100)*IF('DBH-Upgrade'!$K$6='DBH-Upgrade'!$K$8,$CC3475,($BF3461/(($F3461-18)/100))))+((($B3461-18)/100)*$CB3475))*IF($E3461>50,IF($G3461=11,(1-(($E3461-50)*0.005)),IF($G3461=16,(1-(($E3461-50)*0.005)),IF($G3461=21,(1-(($E3461-50)*0.005)),1))),1)*$CD3475,0)))","v":335},{"$f":"IF($B3461>$F3461,0,IF($C3461>$G3461,0,ROUND((((($F3461-$B3461)/100)*IF('DBH-Upgrade'!$K$6='DBH-Upgrade'!$K$8,$CC3475,($BF3461/(($F3461-18)/100))))+((($B3461-18)/100)*$CB3475))*IF($E3461>50,IF($G3461=11,(1-(($E3461-50)*0.005)),IF($G3461=16,(1-(($E3461-50)*0.005)),IF($G3461=21,(1-(($E3461-50)*0.005)),1))),1),0)))","v":490},0.95,0.95,0.95,248,258,377,107,111,162,0.2091964064380627,0.22455559028926431,0.46640866411727122,4.4000000000000004,5.5,5.9,7.9,null,3256,null,0.68,null,null,0,13.2,15.1,21.85,null,1,1,1,248,258,377,null,0,0,0,1,{"$error":"#VALUE!"},0,0,{"$error":"#VALUE!"},0.78402243332267385,0.72223627558039949,null,1,1,0.99999999999999978,0.99999999999999978,null,0]
["3302402115",{"$f":"'DBH-Upgrade'!$K$8-$CL3469","v":70},15,3,30,240,21,21.5,0,26,30,48.1,3740,{"$f":"IF($B3469>$F3469,0,IF($C3469>$G3469,0,ROUND((((($F3469-$B3469)/100)*IF('DBH-Upgrade'!$K$6='DBH-Upgrade'!$K$8,$BZ3483,($BE3469/(($F3469-18)/100))))+((($B3469-18)/100)*$CA3483))*$CE3483,0)))","v":4870},{"$f":"IF($B3469>$F3469,0,IF($C3469>$G3469,0,ROUND((((($F3469-$B3469)/100)*IF('DBH-Upgrade'!$K$6='DBH-Upgrade'!$K$8,$BZ3483,($BE3469/(($F3469-18)/100))))+((($B3469-18)/100)*$CA3483))*$CD3483,0)))","v":5048},{"$f":"IF($B3469>$F3469,0,IF($C3469>$G3469,0,ROUND(((($F3469-$B3469)/100)*IF('DBH-Upgrade'!$K$6='DBH-Upgrade'!$K$8,$BZ3483,($BE3469/(($F3469-18)/100))))+((($B3469-18)/100)*$CA3483),0)))","v":7402},1.5,1.05,1.05,1.05,3740,{"$f":"IF($B3469>$F3469,0,IF($C3469>$G3469,0,ROUND(((($F3469-$B3469)/100)*(IF('DBH-Upgrade'!$K$6='DBH-Upgrade'!$K$8,$BZ3483,($BE3469/(($F3469-18)/100))))*$CH3483)+((($B3469-18)/100)*$CA3483*$CE3483*$CG3483),0)))","v":6318},{"$f":"IF($B3469>$F3469,0,IF($C3469>$G3469,0,ROUND(((($F3469-$B3469)/100)*(IF('DBH-Upgrade'!$K$6='DBH-Upgrade'!$K$8,$BZ3483,($BE3469/(($F3469-18)/100))))*$CH3483)+((($B3469-18)/100)*$CA3483*$CD3483*$CG3483),0)))","v":6394},{"$f":"IF($B3469>$F3469,0,IF($C3469>$G3469,0,ROUND(((($F3469-$B3469)/100)*(IF('DBH-Upgrade'!$K$6='DBH-Upgrade'!$K$8,$BZ3483,($BE3469/(($F3469-18)/100))))*$CH3483)+((($B3469-18)/100)*$CA3483*$CG3483),0)))","v":7402},322,543,550,637,0.75731089443702826,2.0632618309002422,2.1146944931537615,2.8049312937479445,1.2760000000000001E-4,1.7219,4,5.1420100000000005E-4,{"$f":"IF($B3469>$F3469,0,IF($C3469>$G3469,0,ROUND((((($F3469-$B3469)/100)*IF('DBH-Upgrade'!$K$6='DBH-Upgrade'!$K$8,$CC3483,($BF3469/(($F3469-18)/100))))+((($B3469-18)/100)*$CB3483))*IF($E3469>50,IF($G3469=11,(1-(($E3469-50)*0.005)),IF($G3469=16,(1-(($E3469-50)*0.005)),IF($G3469=21,(1-(($E3469-50)*0.005)),1))),1)*$CE3483,0)))","v":374},{"$f":"IF($B3469>$F3469,0,IF($C3469>$G3469,0,ROUND((((($F3469-$B3469)/100)*IF('DBH-Upgrade'!$K$6='DBH-Upgrade'!$K$8,$CC3483,($BF3469/(($F3469-18)/100))))+((($B3469-18)/100)*$CB3483))*IF($E3469>50,IF($G3469=11,(1-(($E3469-50)*0.005)),IF($G3469=16,(1-(($E3469-50)*0.005)),IF($G3469=21,(1-(($E3469-50)*0.005)),1))),1)*$CD3483,0)))","v":387},{"$f":"IF($B3469>$F3469,0,IF($C3469>$G3469,0,ROUND((((($F3469-$B3469)/100)*IF('DBH-Upgrade'!$K$6='DBH-Upgrade'!$K$8,$CC3483,($BF3469/(($F3469-18)/100))))+((($B3469-18)/100)*$CB3483))*IF($E3469>50,IF($G3469=11,(1-(($E3469-50)*0.005)),IF($G3469=16,(1-(($E3469-50)*0.005)),IF($G3469=21,(1-(($E3469-50)*0.005)),1))),1),0)))","v":568},0.85,0.85,0.85,271,280,411,117,120,177,0.11006636385434665,0.11547992532017683,0.24167542818060672,6.4,5.5,5.9,7.9,null,4675,null,0.8,null,null,0,13.2,15.1,21.85,null,1,1,1,271,280,411,null,0,0,0,1,3238,4735,725,75,0.69291747680457172,0.65762042960065581,null,1,1,0.99999999999999978,0.99999999999999978,null,0]
["3302602015",{"$f":"'DBH-Upgrade'!$K$8-$CL3474","v":50},15,3,30,260,20,21.5,0,26,30,48.1,3964.8,{"$f":"IF($B3474>$F3474,0,IF($C3474>$G3474,0,ROUND((((($F3474-$B3474)/100)*IF('DBH-Upgrade'!$K$6='DBH-Upgrade'!$K$8,$BZ3488,($BE3474/(($F3474-18)/100))))+((($B3474-18)/100)*$CA3488))*$CE3488,0)))","v":4165},{"$f":"IF($B3474>$F3474,0,IF($C3474>$G3474,0,ROUND((((($F3474-$B3474)/100)*IF('DBH-Upgrade'!$K$6='DBH-Upgrade'!$K$8,$BZ3488,($BE3474/(($F3474-18)/100))))+((($B3474-18)/100)*$CA3488))*$CD3488,0)))","v":4594},{"$f":"IF($B3474>$F3474,0,IF($C3474>$G3474,0,ROUND(((($F3474-$B3474)/100)*IF('DBH-Upgrade'!$K$6='DBH-Upgrade'!$K$8,$BZ3488,($BE3474/(($F3474-18)/100))))+((($B3474-18)/100)*$CA3488),0)))","v":6126},1.5,1.08,1.08,1.08,3965,{"$f":"IF($B3474>$F3474,0,IF($C3474>$G3474,0,ROUND(((($F3474-$B3474)/100)*(IF('DBH-Upgrade'!$K$6='DBH-Upgrade'!$K$8,$BZ3488,($BE3474/(($F3474-18)/100))))*$CH3488)+((($B3474-18)/100)*$CA3488*$CE3488*$CG3488),0)))","v":5710},{"$f":"IF($B3474>$F3474,0,IF($C3474>$G3474,0,ROUND(((($F3474-$B3474)/100)*(IF('DBH-Upgrade'!$K$6='DBH-Upgrade'!$K$8,$BZ3488,($BE3474/(($F3474-18)/100))))*$CH3488)+((($B3474-18)/100)*$CA3488*$CD3488*$CG3488),0)))","v":5801},{"$f":"IF($B3474>$F3474,0,IF($C3474>$G3474,0,ROUND(((($F3474-$B3474)/100)*(IF('DBH-Upgrade'!$K$6='DBH-Upgrade'!$K$8,$BZ3488,($BE3474/(($F3474-18)/100))))*$CH3488)+((($B3474-18)/100)*$CA3488*$CG3488),0)))","v":6126},341,491,499,527,0.57025480565517639,1.1540856092504426,1.1907754246385394,1.3235913697627018,1.2760000000000001E-4,1.7219,2,3.76611E-4,{"$f":"IF($B3474>$F3474,0,IF($C3474>$G3474,0,ROUND((((($F3474-$B3474)/100)*IF('DBH-Upgrade'!$K$6='DBH-Upgrade'!$K$8,$CC3488,($BF3474/(($F3474-18)/100))))+((($B3474-18)/100)*$CB3488))*IF($E3474>50,IF($G3474=11,(1-(($E3474-50)*0.005)),IF($G3474=16,(1-(($E3474-50)*0.005)),IF($G3474=21,(1-(($E3474-50)*0.005)),1))),1)*$CE3488,0)))","v":221},{"$f":"IF($B3474>$F3474,0,IF($C3474>$G3474,0,ROUND((((($F3474-$B3474)/100)*IF('DBH-Upgrade'!$K$6='DBH-Upgrade'!$K$8,$CC3488,($BF3474/(($F3474-18)/100))))+((($B3474-18)/100)*$CB3488))*IF($E3474>50,IF($G3474=11,(1-(($E3474-50)*0.005)),IF($G3474=16,(1-(($E3474-50)*0.005)),IF($G3474=21,(1-(($E3474-50)*0.005)),1))),1)*$CD3488,0)))","v":243},{"$f":"IF($B3474>$F3474,0,IF($C3474>$G3474,0,ROUND((((($F3474-$B3474)/100)*IF('DBH-Upgrade'!$K$6='DBH-Upgrade'!$K$8,$CC3488,($BF3474/(($F3474-18)/100))))+((($B3474-18)/100)*$CB3488))*IF($E3474>50,IF($G3474=11,(1-(($E3474-50)*0.005)),IF($G3474=16,(1-(($E3474-50)*0.005)),IF($G3474=21,(1-(($E3474-50)*0.005)),1))),1),0)))","v":324},0.95,0.95,0.95,109,120,161,47,52,69,1.2803672568722465E-2,1.5514936607605079E-2,2.6580275887806055E-2,3.5,5.5,5.9,7.9,null,4956,null,0.8,null,null,0,13.2,15.1,21.85,null,1,1,1,109,120,161,null,0,0,0,1,1615,3238,442,63,0.68521071868549555,0.65780685179925613,null,1,1,0.99999999999999978,0.99999999999999978,null,20]
["3303002015",{"$f":"'DBH-Upgrade'!$K$8-$CL3486","v":50},15,3,30,300,20,21.5,0,26,30,48.9,4574.4000000000005,{"$f":"IF($B3486>$F3486,0,IF($C3486>$G3486,0,ROUND((((($F3486-$B3486)/100)*IF('DBH-Upgrade'!$K$6='DBH-Upgrade'!$K$8,$BZ3500,($BE3486/(($F3486-18)/100))))+((($B3486-18)/100)*$CA3500))*$CE3500,0)))","v":4790},{"$f":"IF($B3486>$F3486,0,IF($C3486>$G3486,0,ROUND((((($F3486-$B3486)/100)*IF('DBH-Upgrade'!$K$6='DBH-Upgrade'!$K$8,$BZ3500,($BE3486/(($F3486-18)/100))))+((($B3486-18)/100)*$CA3500))*$CD3500,0)))","v":5289},{"$f":"IF($B3486>$F3486,0,IF($C3486>$G3486,0,ROUND(((($F3486-$B3486)/100)*IF('DBH-Upgrade'!$K$6='DBH-Upgrade'!$K$8,$BZ3500,($BE3486/(($F3486-18)/100))))+((($B3486-18)/100)*$CA3500),0)))","v":7045},1.5,1.08,1.08,1.08,4574,{"$f":"IF($B3486>$F3486,0,IF($C3486>$G3486,0,ROUND(((($F3486-$B3486)/100)*(IF('DBH-Upgrade'!$K$6='DBH-Upgrade'!$K$8,$BZ3500,($BE3486/(($F3486-18)/100))))*$CH3500)+((($B3486-18)/100)*$CA3500*$CE3500*$CG3500),0)))","v":6629},{"$f":"IF($B3486>$F3486,0,IF($C3486>$G3486,0,ROUND(((($F3486-$B3486)/100)*(IF('DBH-Upgrade'!$K$6='DBH-Upgrade'!$K$8,$BZ3500,($BE3486/(($F3486-18)/100))))*$CH3500)+((($B3486-18)/100)*$CA3500*$CD3500*$CG3500),0)))","v":6721},{"$f":"IF($B3486>$F3486,0,IF($C3486>$G3486,0,ROUND(((($F3486-$B3486)/100)*(IF('DBH-Upgrade'!$K$6='DBH-Upgrade'!$K$8,$BZ3500,($BE3486/(($F3486-18)/100))))*$CH3500)+((($B3486-18)/100)*$CA3500*$CG3500),0)))","v":7045},393,570,578,606,0.77952182090239075,1.5965168257387257,1.6400650950813287,1.7969652326988992,1.2760000000000001E-4,1.7219,2,3.76611E-4,{"$f":"IF($B3486>$F3486,0,IF($C3486>$G3486,0,ROUND((((($F3486-$B3486)/100)*IF('DBH-Upgrade'!$K$6='DBH-Upgrade'!$K$8,$CC3500,($BF3486/(($F3486-18)/100))))+((($B3486-18)/100)*$CB3500))*IF($E3486>50,IF($G3486=11,(1-(($E3486-50)*0.005)),IF($G3486=16,(1-(($E3486-50)*0.005)),IF($G3486=21,(1-(($E3486-50)*0.005)),1))),1)*$CE3500,0)))","v":242},{"$f":"IF($B3486>$F3486,0,IF($C3486>$G3486,0,ROUND((((($F3486-$B3486)/100)*IF('DBH-Upgrade'!$K$6='DBH-Upgrade'!$K$8,$CC3500,($BF3486/(($F3486-18)/100))))+((($B3486-18)/100)*$CB3500))*IF($E3486>50,IF($G3486=11,(1-(($E3486-50)*0.005)),IF($G3486=16,(1-(($E3486-50)*0.005)),IF($G3486=21,(1-(($E3486-50)*0.005)),1))),1)*$CD3500,0)))","v":267},{"$f":"IF($B3486>$F3486,0,IF($C3486>$G3486,0,ROUND((((($F3486-$B3486)/100)*IF('DBH-Upgrade'!$K$6='DBH-Upgrade'!$K$8,$CC3500,($BF3486/(($F3486-18)/100))))+((($B3486-18)/100)*$CB3500))*IF($E3486>50,IF($G3486=11,(1-(($E3486-50)*0.005)),IF($G3486=16,(1-(($E3486-50)*0.005)),IF($G3486=21,(1-(($E3486-50)*0.005)),1))),1),0)))","v":356},0.95,0.95,0.95,109,121,161,47,52,69,1.356111920040365E-2,1.6416409962068446E-2,2.8047447739924306E-2,4,5.5,5.9,7.9,null,5718,null,0.8,null,null,0,13.2,15.1,21.85,null,1,1,1,109,121,161,null,0,0,0,1,1615,3238,442,63,0.68190449384530405,0.65796861393376183,null,1,1,0.99999999999999978,0.99999999999999978,null,20]
["340601115",{"$f":"'DBH-Upgrade'!$K$8-$CL3489","v":70},15,3,40,60,11,11.5,0,26,30,41.1,515.44000000000005,{"$f":"IF($B3489>$F3489,0,IF($C3489>$G3489,0,ROUND((((($F3489-$B3489)/100)*IF('DBH-Upgrade'!$K$6='DBH-Upgrade'!$K$8,$BZ3503,($BE3489/(($F3489-18)/100))))+((($B3489-18)/100)*$CA3503))*$CE3503,0)))","v":0},{"$f":"IF($B3489>$F3489,0,IF($C3489>$G3489,0,ROUND((((($F3489-$B3489)/100)*IF('DBH-Upgrade'!$K$6='DBH-Upgrade'!$K$8,$BZ3503,($BE3489/(($F3489-18)/100))))+((($B3489-18)/100)*$CA3503))*$CD3503,0)))","v":0},{"$f":"IF($B3489>$F3489,0,IF($C3489>$G3489,0,ROUND(((($F3489-$B3489)/100)*IF('DBH-Upgrade'!$K$6='DBH-Upgrade'!$K$8,$BZ3503,($BE3489/(($F3489-18)/100))))+((($B3489-18)/100)*$CA3503),0)))","v":0},1.5,1.1000000000000001,1.1000000000000001,1.1000000000000001,515,{"$f":"IF($B3489>$F3489,0,IF($C3489>$G3489,0,ROUND(((($F3489-$B3489)/100)*(IF('DBH-Upgrade'!$K$6='DBH-Upgrade'!$K$8,$BZ3503,($BE3489/(($F3489-18)/100))))*$CH3503)+((($B3489-18)/100)*$CA3503*$CE3503*$CG3503),0)))","v":0},{"$f":"IF($B3489>$F3489,0,IF($C3489>$G3489,0,ROUND(((($F3489-$B3489)/100)*(IF('DBH-Upgrade'!$K$6='DBH-Upgrade'!$K$8,$BZ3503,($BE3489/(($F3489-18)/100))))*$CH3503)+((($B3489-18)/100)*$CA3503*$CD3503*$CG3503),0)))","v":0},{"$f":"IF($B3489>$F3489,0,IF($C3489>$G3489,0,ROUND(((($F3489-$B3489)/100)*(IF('DBH-Upgrade'!$K$6='DBH-Upgrade'!$K$8,$BZ3503,($BE3489/(($F3489-18)/100))))*$CH3503)+((($B3489-18)/100)*$CA3503*$CG3503),0)))","v":0},44,0,0,0,1.5926975365168097E-2,0,0,0,3.969E-4,1.7345999999999999,4,5.7428799999999995E-4,{"$f":"IF($B3489>$F3489,0,IF($C3489>$G3489,0,ROUND((((($F3489-$B3489)/100)*IF('DBH-Upgrade'!$K$6='DBH-Upgrade'!$K$8,$CC3503,($BF3489/(($F3489-18)/100))))+((($B3489-18)/100)*$CB3503))*IF($E3489>50,IF($G3489=11,(1-(($E3489-50)*0.005)),IF($G3489=16,(1-(($E3489-50)*0.005)),IF($G3489=21,(1-(($E3489-50)*0.005)),1))),1)*$CE3503,0)))","v":0},{"$f":"IF($B3489>$F3489,0,IF($C3489>$G3489,0,ROUND((((($F3489-$B3489)/100)*IF('DBH-Upgrade'!$K$6='DBH-Upgrade'!$K$8,$CC3503,($BF3489/(($F3489-18)/100))))+((($B3489-18)/100)*$CB3503))*IF($E3489>50,IF($G3489=11,(1-(($E3489-50)*0.005)),IF($G3489=16,(1-(($E3489-50)*0.005)),IF($G3489=21,(1-(($E3489-50)*0.005)),1))),1)*$CD3503,0)))","v":0},{"$f":"IF($B3489>$F3489,0,IF($C3489>$G3489,0,ROUND((((($F3489-$B3489)/100)*IF('DBH-Upgrade'!$K$6='DBH-Upgrade'!$K$8,$CC3503,($BF3489/(($F3489-18)/100))))+((($B3489-18)/100)*$CB3503))*IF($E3489>50,IF($G3489=11,(1-(($E3489-50)*0.005)),IF($G3489=16,(1-(($E3489-50)*0.005)),IF($G3489=21,(1-(($E3489-50)*0.005)),1))),1),0)))","v":0},0.95,0.95,0.95,0,0,0,0,0,0,0,0,0,0.8,"DBH-unit is too long!","DBH-unit is too long!","DBH-unit is too long!",null,758,null,0.68,null,null,0,"DBH-unit is too long!","DBH-unit is too long!","DBH-unit is too long!",null,1,1,1,0,0,0,null,0,0,0,1,2489,6098,791,92,0.68190449384530405,0.65796861393376183,null,1,1,0.99999999999999978,0.99999999999999978,null,0]
["340701015",{"$f":"'DBH-Upgrade'!$K$8-$CL3494","v":70},15,3,40,70,10,11.5,0,26,30,41.1,606.6,{"$f":"IF($B3494>$F3494,0,IF($C3494>$G3494,0,ROUND((((($F3494-$B3494)/100)*IF('DBH-Upgrade'!$K$6='DBH-Upgrade'!$K$8,$BZ3508,($BE3494/(($F3494-18)/100))))+((($B3494-18)/100)*$CA3508))*$CE3508,0)))","v":0},{"$f":"IF($B3494>$F3494,0,IF($C3494>$G3494,0,ROUND((((($F3494-$B3494)/100)*IF('DBH-Upgrade'!$K$6='DBH-Upgrade'!$K$8,$BZ3508,($BE3494/(($F3494-18)/100))))+((($B3494-18)/100)*$CA3508))*$CD3508,0)))","v":0},{"$f":"IF($B3494>$F3494,0,IF($C3494>$G3494,0,ROUND(((($F3494-$B3494)/100)*IF('DBH-Upgrade'!$K$6='DBH-Upgrade'!$K$8,$BZ3508,($BE3494/(($F3494-18)/100))))+((($B3494-18)/100)*$CA3508),0)))","v":0},1.5,1.08,1.08,1.08,607,{"$f":"IF($B3494>$F3494,0,IF($C3494>$G3494,0,ROUND(((($F3494-$B3494)/100)*(IF('DBH-Upgrade'!$K$6='DBH-Upgrade'!$K$8,$BZ3508,($BE3494/(($F3494-18)/100))))*$CH3508)+((($B3494-18)/100)*$CA3508*$CE3508*$CG3508),0)))","v":0},{"$f":"IF($B3494>$F3494,0,IF($C3494>$G3494,0,ROUND(((($F3494-$B3494)/100)*(IF('DBH-Upgrade'!$K$6='DBH-Upgrade'!$K$8,$BZ3508,($BE3494/(($F3494-18)/100))))*$CH3508)+((($B3494-18)/100)*$CA3508*$CD3508*$CG3508),0)))","v":0},{"$f":"IF($B3494>$F3494,0,IF($C3494>$G3494,0,ROUND(((($F3494-$B3494)/100)*(IF('DBH-Upgrade'!$K$6='DBH-Upgrade'!$K$8,$BZ3508,($BE3494/(($F3494-18)/100))))*$CH3508)+((($B3494-18)/100)*$CA3508*$CG3508),0)))","v":0},52,0,0,0,1.3832584756950001E-2,0,0,0,3.969E-4,1.7345999999999999,2,3.6734700000000002E-4,{"$f":"IF($B3494>$F3494,0,IF($C3494>$G3494,0,ROUND((((($F3494-$B3494)/100)*IF('DBH-Upgrade'!$K$6='DBH-Upgrade'!$K$8,$CC3508,($BF3494/(($F3494-18)/100))))+((($B3494-18)/100)*$CB3508))*IF($E3494>50,IF($G3494=11,(1-(($E3494-50)*0.005)),IF($G3494=16,(1-(($E3494-50)*0.005)),IF($G3494=21,(1-(($E3494-50)*0.005)),1))),1)*$CE3508,0)))","v":0},{"$f":"IF($B3494>$F3494,0,IF($C3494>$G3494,0,ROUND((((($F3494-$B3494)/100)*IF('DBH-Upgrade'!$K$6='DBH-Upgrade'!$K$8,$CC3508,($BF3494/(($F3494-18)/100))))+((($B3494-18)/100)*$CB3508))*IF($E3494>50,IF($G3494=11,(1-(($E3494-50)*0.005)),IF($G3494=16,(1-(($E3494-50)*0.005)),IF($G3494=21,(1-(($E3494-50)*0.005)),1))),1)*$CD3508,0)))","v":0},{"$f":"IF($B3494>$F3494,0,IF($C3494>$G3494,0,ROUND((((($F3494-$B3494)/100)*IF('DBH-Upgrade'!$K$6='DBH-Upgrade'!$K$8,$CC3508,($BF3494/(($F3494-18)/100))))+((($B3494-18)/100)*$CB3508))*IF($E3494>50,IF($G3494=11,(1-(($E3494-50)*0.005)),IF($G3494=16,(1-(($E3494-50)*0.005)),IF($G3494=21,(1-(($E3494-50)*0.005)),1))),1),0)))","v":0},0.98,0.98,0.98,0,0,0,0,0,0,0,0,0,0.5,5.5,5.9,7.9,null,674,null,0.9,null,null,0,13.2,15.1,21.85,null,1,1,1,0,0,0,null,0,0,0,1,2298,4062,502,78,0.75077946095441817,0.68,null,1,1,0.99999999999999978,0.99999999999999978,null,0]
["340801115",{"$f":"'DBH-Upgrade'!$K$8-$CL3501","v":70},15,3,40,80,11,11.5,0,26,30,42.4,687.48,{"$f":"IF($B3501>$F3501,0,IF($C3501>$G3501,0,ROUND((((($F3501-$B3501)/100)*IF('DBH-Upgrade'!$K$6='DBH-Upgrade'!$K$8,$BZ3515,($BE3501/(($F3501-18)/100))))+((($B3501-18)/100)*$CA3515))*$CE3515,0)))","v":0},{"$f":"IF($B3501>$F3501,0,IF($C3501>$G3501,0,ROUND((((($F3501-$B3501)/100)*IF('DBH-Upgrade'!$K$6='DBH-Upgrade'!$K$8,$BZ3515,($BE3501/(($F3501-18)/100))))+((($B3501-18)/100)*$CA3515))*$CD3515,0)))","v":0},{"$f":"IF($B3501>$F3501,0,IF($C3501>$G3501,0,ROUND(((($F3501-$B3501)/100)*IF('DBH-Upgrade'!$K$6='DBH-Upgrade'!$K$8,$BZ3515,($BE3501/(($F3501-18)/100))))+((($B3501-18)/100)*$CA3515),0)))","v":0},1.5,1.1000000000000001,1.1000000000000001,1.1000000000000001,687,{"$f":"IF($B3501>$F3501,0,IF($C3501>$G3501,0,ROUND(((($F3501-$B3501)/100)*(IF('DBH-Upgrade'!$K$6='DBH-Upgrade'!$K$8,$BZ3515,($BE3501/(($F3501-18)/100))))*$CH3515)+((($B3501-18)/100)*$CA3515*$CE3515*$CG3515),0)))","v":0},{"$f":"IF($B3501>$F3501,0,IF($C3501>$G3501,0,ROUND(((($F3501-$B3501)/100)*(IF('DBH-Upgrade'!$K$6='DBH-Upgrade'!$K$8,$BZ3515,($BE3501/(($F3501-18)/100))))*$CH3515)+((($B3501-18)/100)*$CA3515*$CD3515*$CG3515),0)))","v":0},{"$f":"IF($B3501>$F3501,0,IF($C3501>$G3501,0,ROUND(((($F3501-$B3501)/100)*(IF('DBH-Upgrade'!$K$6='DBH-Upgrade'!$K$8,$BZ3515,($BE3501/(($F3501-18)/100))))*$CH3515)+((($B3501-18)/100)*$CA3515*$CG3515),0)))","v":0},59,0,0,0,3.163015956438104E-2,0,0,0,3.969E-4,1.7345999999999999,4,5.7428799999999995E-4,{"$f":"IF($B3501>$F3501,0,IF($C3501>$G3501,0,ROUND((((($F3501-$B3501)/100)*IF('DBH-Upgrade'!$K$6='DBH-Upgrade'!$K$8,$CC3515,($BF3501/(($F3501-18)/100))))+((($B3501-18)/100)*$CB3515))*IF($E3501>50,IF($G3501=11,(1-(($E3501-50)*0.005)),IF($G3501=16,(1-(($E3501-50)*0.005)),IF($G3501=21,(1-(($E3501-50)*0.005)),1))),1)*$CE3515,0)))","v":0},{"$f":"IF($B3501>$F3501,0,IF($C3501>$G3501,0,ROUND((((($F3501-$B3501)/100)*IF('DBH-Upgrade'!$K$6='DBH-Upgrade'!$K$8,$CC3515,($BF3501/(($F3501-18)/100))))+((($B3501-18)/100)*$CB3515))*IF($E3501>50,IF($G3501=11,(1-(($E3501-50)*0.005)),IF($G3501=16,(1-(($E3501-50)*0.005)),IF($G3501=21,(1-(($E3501-50)*0.005)),1))),1)*$CD3515,0)))","v":0},{"$f":"IF($B3501>$F3501,0,IF($C3501>$G3501,0,ROUND((((($F3501-$B3501)/100)*IF('DBH-Upgrade'!$K$6='DBH-Upgrade'!$K$8,$CC3515,($BF3501/(($F3501-18)/100))))+((($B3501-18)/100)*$CB3515))*IF($E3501>50,IF($G3501=11,(1-(($E3501-50)*0.005)),IF($G3501=16,(1-(($E3501-50)*0.005)),IF($G3501=21,(1-(($E3501-50)*0.005)),1))),1),0)))","v":0},0.95,0.95,0.95,0,0,0,0,0,0,0,0,0,1.1000000000000001,5.5,5.9,7.9,null,1011,null,0.68,null,null,0,13.2,15.1,21.85,null,1,1,1,0,0,0,null,0,0,0,1,2489,6098,791,92,0.67294243770541662,0.6582099452827469,null,1,1,0.99999999999999978,0.99999999999999978,null,0]
["3401001115",{"$f":"'DBH-Upgrade'!$K$8-$CL3513","v":70},15,3,40,100,11,11.5,0,26,30,44.1,859.5200000000001,{"$f":"IF($B3513>$F3513,0,IF($C3513>$G3513,0,ROUND((((($F3513-$B3513)/100)*IF('DBH-Upgrade'!$K$6='DBH-Upgrade'!$K$8,$BZ3527,($BE3513/(($F3513-18)/100))))+((($B3513-18)/100)*$CA3527))*$CE3527,0)))","v":0},{"$f":"IF($B3513>$F3513,0,IF($C3513>$G3513,0,ROUND((((($F3513-$B3513)/100)*IF('DBH-Upgrade'!$K$6='DBH-Upgrade'!$K$8,$BZ3527,($BE3513/(($F3513-18)/100))))+((($B3513-18)/100)*$CA3527))*$CD3527,0)))","v":0},{"$f":"IF($B3513>$F3513,0,IF($C3513>$G3513,0,ROUND(((($F3513-$B3513)/100)*IF('DBH-Upgrade'!$K$6='DBH-Upgrade'!$K$8,$BZ3527,($BE3513/(($F3513-18)/100))))+((($B3513-18)/100)*$CA3527),0)))","v":0},1.5,1.1000000000000001,1.1000000000000001,1.1000000000000001,860,{"$f":"IF($B3513>$F3513,0,IF($C3513>$G3513,0,ROUND(((($F3513-$B3513)/100)*(IF('DBH-Upgrade'!$K$6='DBH-Upgrade'!$K$8,$BZ3527,($BE3513/(($F3513-18)/100))))*$CH3527)+((($B3513-18)/100)*$CA3527*$CE3527*$CG3527),0)))","v":0},{"$f":"IF($B3513>$F3513,0,IF($C3513>$G3513,0,ROUND(((($F3513-$B3513)/100)*(IF('DBH-Upgrade'!$K$6='DBH-Upgrade'!$K$8,$BZ3527,($BE3513/(($F3513-18)/100))))*$CH3527)+((($B3513-18)/100)*$CA3527*$CD3527*$CG3527),0)))","v":0},{"$f":"IF($B3513>$F3513,0,IF($C3513>$G3513,0,ROUND(((($F3513-$B3513)/100)*(IF('DBH-Upgrade'!$K$6='DBH-Upgrade'!$K$8,$BZ3527,($BE3513/(($F3513-18)/100))))*$CH3527)+((($B3513-18)/100)*$CA3527*$CG3527),0)))","v":0},74,0,0,0,5.4089794828852213E-2,0,0,0,3.969E-4,1.7345999999999999,4,5.7428799999999995E-4,{"$f":"IF($B3513>$F3513,0,IF($C3513>$G3513,0,ROUND((((($F3513-$B3513)/100)*IF('DBH-Upgrade'!$K$6='DBH-Upgrade'!$K$8,$CC3527,($BF3513/(($F3513-18)/100))))+((($B3513-18)/100)*$CB3527))*IF($E3513>50,IF($G3513=11,(1-(($E3513-50)*0.005)),IF($G3513=16,(1-(($E3513-50)*0.005)),IF($G3513=21,(1-(($E3513-50)*0.005)),1))),1)*$CE3527,0)))","v":0},{"$f":"IF($B3513>$F3513,0,IF($C3513>$G3513,0,ROUND((((($F3513-$B3513)/100)*IF('DBH-Upgrade'!$K$6='DBH-Upgrade'!$K$8,$CC3527,($BF3513/(($F3513-18)/100))))+((($B3513-18)/100)*$CB3527))*IF($E3513>50,IF($G3513=11,(1-(($E3513-50)*0.005)),IF($G3513=16,(1-(($E3513-50)*0.005)),IF($G3513=21,(1-(($E3513-50)*0.005)),1))),1)*$CD3527,0)))","v":0},{"$f":"IF($B3513>$F3513,0,IF($C3513>$G3513,0,ROUND((((($F3513-$B3513)/100)*IF('DBH-Upgrade'!$K$6='DBH-Upgrade'!$K$8,$CC3527,($BF3513/(($F3513-18)/100))))+((($B3513-18)/100)*$CB3527))*IF($E3513>50,IF($G3513=11,(1-(($E3513-50)*0.005)),IF($G3513=16,(1-(($E3513-50)*0.005)),IF($G3513=21,(1-(($E3513-50)*0.005)),1))),1),0)))","v":0},0.95,0.95,0.95,0,0,0,0,0,0,0,0,0,1.3,5.5,5.9,7.9,null,1264,null,0.68,null,null,0,13.2,15.1,21.85,null,1,1,1,0,0,0,null,0,0,0,1,2489,6098,791,92,0.75555534806492441,0.70383877729866806,null,1,1,0.99999999999999978,0.99999999999999978,null,0]
["3401001515",{"$f":"'DBH-Upgrade'!$K$8-$CL3514","v":70},15,3,40,100,15,16.5,0,26,30,44.1,1254.4000000000001,{"$f":"IF($B3514>$F3514,0,IF($C3514>$G3514,0,ROUND((((($F3514-$B3514)/100)*IF('DBH-Upgrade'!$K$6='DBH-Upgrade'!$K$8,$BZ3528,($BE3514/(($F3514-18)/100))))+((($B3514-18)/100)*$CA3528))*$CE3528,0)))","v":1469},{"$f":"IF($B3514>$F3514,0,IF($C3514>$G3514,0,ROUND((((($F3514-$B3514)/100)*IF('DBH-Upgrade'!$K$6='DBH-Upgrade'!$K$8,$BZ3528,($BE3514/(($F3514-18)/100))))+((($B3514-18)/100)*$CA3528))*$CD3528,0)))","v":1573},{"$f":"IF($B3514>$F3514,0,IF($C3514>$G3514,0,ROUND(((($F3514-$B3514)/100)*IF('DBH-Upgrade'!$K$6='DBH-Upgrade'!$K$8,$BZ3528,($BE3514/(($F3514-18)/100))))+((($B3514-18)/100)*$CA3528),0)))","v":2168},1.5,1.08,1.08,1.08,1254,{"$f":"IF($B3514>$F3514,0,IF($C3514>$G3514,0,ROUND(((($F3514-$B3514)/100)*(IF('DBH-Upgrade'!$K$6='DBH-Upgrade'!$K$8,$BZ3528,($BE3514/(($F3514-18)/100))))*$CH3528)+((($B3514-18)/100)*$CA3528*$CE3528*$CG3528),0)))","v":1625},{"$f":"IF($B3514>$F3514,0,IF($C3514>$G3514,0,ROUND(((($F3514-$B3514)/100)*(IF('DBH-Upgrade'!$K$6='DBH-Upgrade'!$K$8,$BZ3528,($BE3514/(($F3514-18)/100))))*$CH3528)+((($B3514-18)/100)*$CA3528*$CD3528*$CG3528),0)))","v":1706},{"$f":"IF($B3514>$F3514,0,IF($C3514>$G3514,0,ROUND(((($F3514-$B3514)/100)*(IF('DBH-Upgrade'!$K$6='DBH-Upgrade'!$K$8,$BZ3528,($BE3514/(($F3514-18)/100))))*$CH3528)+((($B3514-18)/100)*$CA3528*$CG3528),0)))","v":2168},108,140,147,186,6.3985832594911682E-2,0.10622044057259034,0.11684978416913024,0.18515868918786854,2.0829999999999999E-4,1.724,2,4.6182900000000003E-4,{"$f":"IF($B3514>$F3514,0,IF($C3514>$G3514,0,ROUND((((($F3514-$B3514)/100)*IF('DBH-Upgrade'!$K$6='DBH-Upgrade'!$K$8,$CC3528,($BF3514/(($F3514-18)/100))))+((($B3514-18)/100)*$CB3528))*IF($E3514>50,IF($G3514=11,(1-(($E3514-50)*0.005)),IF($G3514=16,(1-(($E3514-50)*0.005)),IF($G3514=21,(1-(($E3514-50)*0.005)),1))),1)*$CE3528,0)))","v":169},{"$f":"IF($B3514>$F3514,0,IF($C3514>$G3514,0,ROUND((((($F3514-$B3514)/100)*IF('DBH-Upgrade'!$K$6='DBH-Upgrade'!$K$8,$CC3528,($BF3514/(($F3514-18)/100))))+((($B3514-18)/100)*$CB3528))*IF($E3514>50,IF($G3514=11,(1-(($E3514-50)*0.005)),IF($G3514=16,(1-(($E3514-50)*0.005)),IF($G3514=21,(1-(($E3514-50)*0.005)),1))),1)*$CD3528,0)))","v":180},{"$f":"IF($B3514>$F3514,0,IF($C3514>$G3514,0,ROUND((((($F3514-$B3514)/100)*IF('DBH-Upgrade'!$K$6='DBH-Upgrade'!$K$8,$CC3528,($BF3514/(($F3514-18)/100))))+((($B3514-18)/100)*$CB3528))*IF($E3514>50,IF($G3514=11,(1-(($E3514-50)*0.005)),IF($G3514=16,(1-(($E3514-50)*0.005)),IF($G3514=21,(1-(($E3514-50)*0.005)),1))),1),0)))","v":249},1.01,1.01,1.01,{"$f":"IF($B3514>$F3514,0,IF($C3514>$G3514,0,ROUND(((($F3514-$B3514)/100)*($BF3514/(($F3514-18)/100))*$CJ3528)+((($B3514-18)/100)*$CB3528*$CE3528*$CI3528),0)))","v":156},{"$f":"IF($B3514>$F3514,0,IF($C3514>$G3514,0,ROUND(((($F3514-$B3514)/100)*($BF3514/(($F3514-18)/100))*$CJ3528)+((($B3514-18)/100)*$CB3528*$CD3528*$CI3528),0)))","v":167},{"$f":"IF($B3514>$F3514,0,IF($C3514>$G3514,0,ROUND(((($F3514-$B3514)/100)*($BF3514/(($F3514-18)/100))*$CJ3528)+((($B3514-18)/100)*$CB3528*$CI3528),0)))","v":230},67,72,99,2.5232423143198904E-2,2.9027329048777435E-2,5.3994525177584914E-2,1,{"$f":"IF($B3514>$F3514,$BM$1,CT$21)","v":5.5},{"$f":"IF($B3514>$F3514,$BM$1,CU$21)","v":5.9},{"$f":"IF($B3514>$F3514,$BM$1,CV$21)","v":7.9},null,1568,null,{"$f":"IF($G3514=10,$CU$61,IF($G3514=11,$CU$62,IF($G3514=15,$CU$63,IF($G3514=16,$CU$64,IF($G3514=20,$CU$65,IF($G3514=21,$CU$66))))))","v":0.8},null,null,0,{"$f":"IF($B3514>$F3514,$BM$1,CQ$21)","v":13.2},{"$f":"IF($B3514>$F3514,$BM$1,CR$21)","v":15.1},{"$f":"IF($B3514>$F3514,$BM$1,CS$21)","v":21.85},null,1,1,1,156,167,230,null,0,0,0,{"$f":"IF(SUM(BV3514:BX3514)=0,1,0)","v":1},{"$error":"#VALUE!"},0,0,{"$error":"#VALUE!"},0.82845886137907021,0.77133936020072458,null,1,1,0.99999999999999978,0.99999999999999978,null,0]
["3401102015",{"$f":"'DBH-Upgrade'!$K$8-$CL3522","v":60},15,3,40,110,20,21.5,0,26,30,44.1,1932.8000000000002,{"$f":"IF($B3522>$F3522,0,IF($C3522>$G3522,0,ROUND((((($F3522-$B3522)/100)*IF('DBH-Upgrade'!$K$6='DBH-Upgrade'!$K$8,$BZ3536,($BE3522/(($F3522-18)/100))))+((($B3522-18)/100)*$CA3536))*$CE3536,0)))","v":2159},{"$f":"IF($B3522>$F3522,0,IF($C3522>$G3522,0,ROUND((((($F3522-$B3522)/100)*IF('DBH-Upgrade'!$K$6='DBH-Upgrade'!$K$8,$BZ3536,($BE3522/(($F3522-18)/100))))+((($B3522-18)/100)*$CA3536))*$CD3536,0)))","v":2326},{"$f":"IF($B3522>$F3522,0,IF($C3522>$G3522,0,ROUND(((($F3522-$B3522)/100)*IF('DBH-Upgrade'!$K$6='DBH-Upgrade'!$K$8,$BZ3536,($BE3522/(($F3522-18)/100))))+((($B3522-18)/100)*$CA3536),0)))","v":2855},1.5,1.08,1.08,1.08,1933,{"$f":"IF($B3522>$F3522,0,IF($C3522>$G3522,0,ROUND(((($F3522-$B3522)/100)*(IF('DBH-Upgrade'!$K$6='DBH-Upgrade'!$K$8,$BZ3536,($BE3522/(($F3522-18)/100))))*$CH3536)+((($B3522-18)/100)*$CA3536*$CE3536*$CG3536),0)))","v":2439},{"$f":"IF($B3522>$F3522,0,IF($C3522>$G3522,0,ROUND(((($F3522-$B3522)/100)*(IF('DBH-Upgrade'!$K$6='DBH-Upgrade'!$K$8,$BZ3536,($BE3522/(($F3522-18)/100))))*$CH3536)+((($B3522-18)/100)*$CA3536*$CD3536*$CG3536),0)))","v":2539},{"$f":"IF($B3522>$F3522,0,IF($C3522>$G3522,0,ROUND(((($F3522-$B3522)/100)*(IF('DBH-Upgrade'!$K$6='DBH-Upgrade'!$K$8,$BZ3536,($BE3522/(($F3522-18)/100))))*$CH3536)+((($B3522-18)/100)*$CA3536*$CG3536),0)))","v":2855},166,210,218,246,0.11760231001179673,0.18659758319188915,0.20081967241888679,0.25464965776887316,1.2760000000000001E-4,1.7219,2,3.76611E-4,{"$f":"IF($B3522>$F3522,0,IF($C3522>$G3522,0,ROUND((((($F3522-$B3522)/100)*IF('DBH-Upgrade'!$K$6='DBH-Upgrade'!$K$8,$CC3536,($BF3522/(($F3522-18)/100))))+((($B3522-18)/100)*$CB3536))*IF($E3522>50,IF($G3522=11,(1-(($E3522-50)*0.005)),IF($G3522=16,(1-(($E3522-50)*0.005)),IF($G3522=21,(1-(($E3522-50)*0.005)),1))),1)*$CE3536,0)))","v":189},{"$f":"IF($B3522>$F3522,0,IF($C3522>$G3522,0,ROUND((((($F3522-$B3522)/100)*IF('DBH-Upgrade'!$K$6='DBH-Upgrade'!$K$8,$CC3536,($BF3522/(($F3522-18)/100))))+((($B3522-18)/100)*$CB3536))*IF($E3522>50,IF($G3522=11,(1-(($E3522-50)*0.005)),IF($G3522=16,(1-(($E3522-50)*0.005)),IF($G3522=21,(1-(($E3522-50)*0.005)),1))),1)*$CD3536,0)))","v":204},{"$f":"IF($B3522>$F3522,0,IF($C3522>$G3522,0,ROUND((((($F3522-$B3522)/100)*IF('DBH-Upgrade'!$K$6='DBH-Upgrade'!$K$8,$CC3536,($BF3522/(($F3522-18)/100))))+((($B3522-18)/100)*$CB3536))*IF($E3522>50,IF($G3522=11,(1-(($E3522-50)*0.005)),IF($G3522=16,(1-(($E3522-50)*0.005)),IF($G3522=21,(1-(($E3522-50)*0.005)),1))),1),0)))","v":250},0.95,0.95,0.95,159,172,211,68,74,91,2.0485695911409248E-2,2.4166193401970099E-2,3.6210676740827681E-2,1.5,5.5,5.9,7.9,null,2416,null,0.8,null,null,0,13.2,15.1,21.85,null,1,1,1,159,172,211,null,0,0,0,1,1615,3238,442,63,0.73429802939744349,0.68540112539231846,null,1,1,0.99999999999999978,0.99999999999999978,null,10]
["3401401015",{"$f":"'DBH-Upgrade'!$K$8-$CL3530","v":70},15,3,40,140,10,11.5,0,26,30,45.4,1213.2,{"$f":"IF($B3530>$F3530,0,IF($C3530>$G3530,0,ROUND((((($F3530-$B3530)/100)*IF('DBH-Upgrade'!$K$6='DBH-Upgrade'!$K$8,$BZ3544,($BE3530/(($F3530-18)/100))))+((($B3530-18)/100)*$CA3544))*$CE3544,0)))","v":0},{"$f":"IF($B3530>$F3530,0,IF($C3530>$G3530,0,ROUND((((($F3530-$B3530)/100)*IF('DBH-Upgrade'!$K$6='DBH-Upgrade'!$K$8,$BZ3544,($BE3530/(($F3530-18)/100))))+((($B3530-18)/100)*$CA3544))*$CD3544,0)))","v":0},{"$f":"IF($B3530>$F3530,0,IF($C3530>$G3530,0,ROUND(((($F3530-$B3530)/100)*IF('DBH-Upgrade'!$K$6='DBH-Upgrade'!$K$8,$BZ3544,($BE3530/(($F3530-18)/100))))+((($B3530-18)/100)*$CA3544),0)))","v":0},1.5,{"$f":"IF($G3530=10,1.08,IF($G3530=11,1.1,IF($G3530=15,1.08,IF($G3530=16,1.1,IF($G3530=20,1.08,IF($G3530=21,1.05))))))","v":1.08},1.08,1.08,1213,{"$f":"IF($B3530>$F3530,0,IF($C3530>$G3530,0,ROUND(((($F3530-$B3530)/100)*(IF('DBH-Upgrade'!$K$6='DBH-Upgrade'!$K$8,$BZ3544,($BE3530/(($F3530-18)/100))))*$CH3544)+((($B3530-18)/100)*$CA3544*$CE3544*$CG3544),0)))","v":0},{"$f":"IF($B3530>$F3530,0,IF($C3530>$G3530,0,ROUND(((($F3530-$B3530)/100)*(IF('DBH-Upgrade'!$K$6='DBH-Upgrade'!$K$8,$BZ3544,($BE3530/(($F3530-18)/100))))*$CH3544)+((($B3530-18)/100)*$CA3544*$CD3544*$CG3544),0)))","v":0},{"$f":"IF($B3530>$F3530,0,IF($C3530>$G3530,0,ROUND(((($F3530-$B3530)/100)*(IF('DBH-Upgrade'!$K$6='DBH-Upgrade'!$K$8,$BZ3544,($BE3530/(($F3530-18)/100))))*$CH3544)+((($B3530-18)/100)*$CA3544*$CG3544),0)))","v":0},104,0,0,0,6.9746268660615465E-2,0,0,0,{"$f":"IF($G3530=$CO$103,CP$103,IF($G3530=$CO$104,CP$104,IF($G3530=$CO$105,CP$105,IF($G3530=$CO$107,CP$107,IF($G3530=$CO$108,CP$108,IF($G3530=$CO$109,CP$109,IF($G3530=$CO$111,CP$111,IF($G3530=$CO$112,CP$112,IF($G3530=$CO$113,CP$113,IF($G3530=$CO$115,CP$115,IF($G3530=$CO$116,CP$116,IF($G3530=$CO$117,CP$117,IF($G3530=$CO$119,CP$119,IF($G3530=$CO$120,CP$120,))))))))))))))","v":3.969E-4},{"$f":"IF($G3530=$CO$103,CQ$103,IF($G3530=$CO$104,CQ$104,IF($G3530=$CO$105,CQ$105,IF($G3530=$CO$107,CQ$107,IF($G3530=$CO$108,CQ$108,IF($G3530=$CO$109,CQ$109,IF($G3530=$CO$111,CQ$111,IF($G3530=$CO$112,CQ$112,IF($G3530=$CO$113,CQ$113,IF($G3530=$CO$115,CQ$115,IF($G3530=$CO$116,CQ$116,IF($G3530=$CO$117,CQ$117,IF($G3530=$CO$119,CQ$119,IF($G3530=$CO$120,CQ$120,))))))))))))))","v":1.7345999999999999},{"$f":"IF($G3530=$CO$103,CR$103,IF($G3530=$CO$104,CR$104,IF($G3530=$CO$105,CR$105,IF($G3530=$CO$107,CR$107,IF($G3530=$CO$108,CR$108,IF($G3530=$CO$109,CR$109,IF($G3530=$CO$111,CR$111,IF($G3530=$CO$112,CR$112,IF($G3530=$CO$113,CR$113,IF($G3530=$CO$115,CR$115,IF($G3530=$CO$116,CR$116,IF($G3530=$CO$117,CR$117,IF($G3530=$CO$119,CR$119,IF($G3530=$CO$120,CR$120,))))))))))))))","v":2},{"$f":"IF($G3530=$CO$103,CS$103,IF($G3530=$CO$104,CS$104,IF($G3530=$CO$105,CS$105,IF($G3530=$CO$107,CS$107,IF($G3530=$CO$108,CS$108,IF($G3530=$CO$109,CS$109,IF($G3530=$CO$111,CS$111,IF($G3530=$CO$112,CS$112,IF($G3530=$CO$113,CS$113,IF($G3530=$CO$115,CS$115,IF($G3530=$CO$116,CS$116,IF($G3530=$CO$117,CS$117,IF($G3530=$CO$119,CS$119,IF($G3530=$CO$120,CS$120,))))))))))))))","v":3.6734700000000002E-4},{"$f":"IF($B3530>$F3530,0,IF($C3530>$G3530,0,ROUND((((($F3530-$B3530)/100)*IF('DBH-Upgrade'!$K$6='DBH-Upgrade'!$K$8,$CC3544,($BF3530/(($F3530-18)/100))))+((($B3530-18)/100)*$CB3544))*IF($E3530>50,IF($G3530=11,(1-(($E3530-50)*0.005)),IF($G3530=16,(1-(($E3530-50)*0.005)),IF($G3530=21,(1-(($E3530-50)*0.005)),1))),1)*$CE3544,0)))","v":0},{"$f":"IF($B3530>$F3530,0,IF($C3530>$G3530,0,ROUND((((($F3530-$B3530)/100)*IF('DBH-Upgrade'!$K$6='DBH-Upgrade'!$K$8,$CC3544,($BF3530/(($F3530-18)/100))))+((($B3530-18)/100)*$CB3544))*IF($E3530>50,IF($G3530=11,(1-(($E3530-50)*0.005)),IF($G3530=16,(1-(($E3530-50)*0.005)),IF($G3530=21,(1-(($E3530-50)*0.005)),1))),1)*$CD3544,0)))","v":0},{"$f":"IF($B3530>$F3530,0,IF($C3530>$G3530,0,ROUND((((($F3530-$B3530)/100)*IF('DBH-Upgrade'!$K$6='DBH-Upgrade'!$K$8,$CC3544,($BF3530/(($F3530-18)/100))))+((($B3530-18)/100)*$CB3544))*IF($E3530>50,IF($G3530=11,(1-(($E3530-50)*0.005)),IF($G3530=16,(1-(($E3530-50)*0.005)),IF($G3530=21,(1-(($E3530-50)*0.005)),1))),1),0)))","v":0},0.98,0.98,0.98,0,0,0,0,0,0,0,0,0,{"$f":"ROUND(IF(G3530=10,$CO$92*F3530,IF(G3530=11,$CO$93*F3530,IF(G3530=15,$CO$94*F3530,IF(G3530=16,$CO$95*F3530,IF(G3530=20,$CO$96*F3530,IF(G3530=21,$CO$97*F3530,)))))),1)","v":0.9},5.5,5.9,7.9,null,1348,null,0.9,null,null,0,13.2,15.1,21.85,null,1,1,1,{"$f":"AQ3530/BO3530","v":0},{"$f":"AR3530/BP3530","v":0},{"$f":"AS3530/BQ3530","v":0},null,{"$f":"BR3530-AQ3530","v":0},{"$f":"BS3530-AR3530","v":0},{"$f":"BT3530-AS3530","v":0},1,2298,4062,502,78,0.81466996609637188,0.75619868948084668,null,1,1,0.99999999999999978,0.99999999999999978,null,0]
["3401402015",{"$f":"'DBH-Upgrade'!$K$8-$CL3534","v":70},15,3,40,140,20,21.5,0,26,30,45.4,2459.2000000000003,{"$f":"IF($B3534>$F3534,0,IF($C3534>$G3534,0,ROUND((((($F3534-$B3534)/100)*IF('DBH-Upgrade'!$K$6='DBH-Upgrade'!$K$8,$BZ3548,($BE3534/(($F3534-18)/100))))+((($B3534-18)/100)*$CA3548))*$CE3548,0)))","v":2724},{"$f":"IF($B3534>$F3534,0,IF($C3534>$G3534,0,ROUND((((($F3534-$B3534)/100)*IF('DBH-Upgrade'!$K$6='DBH-Upgrade'!$K$8,$BZ3548,($BE3534/(($F3534-18)/100))))+((($B3534-18)/100)*$CA3548))*$CD3548,0)))","v":2950},{"$f":"IF($B3534>$F3534,0,IF($C3534>$G3534,0,ROUND(((($F3534-$B3534)/100)*IF('DBH-Upgrade'!$K$6='DBH-Upgrade'!$K$8,$BZ3548,($BE3534/(($F3534-18)/100))))+((($B3534-18)/100)*$CA3548),0)))","v":3721},1.5,1.08,1.08,1.08,2459,{"$f":"IF($B3534>$F3534,0,IF($C3534>$G3534,0,ROUND(((($F3534-$B3534)/100)*(IF('DBH-Upgrade'!$K$6='DBH-Upgrade'!$K$8,$BZ3548,($BE3534/(($F3534-18)/100))))*$CH3548)+((($B3534-18)/100)*$CA3548*$CE3548*$CG3548),0)))","v":3155},{"$f":"IF($B3534>$F3534,0,IF($C3534>$G3534,0,ROUND(((($F3534-$B3534)/100)*(IF('DBH-Upgrade'!$K$6='DBH-Upgrade'!$K$8,$BZ3548,($BE3534/(($F3534-18)/100))))*$CH3548)+((($B3534-18)/100)*$CA3548*$CD3548*$CG3548),0)))","v":3283},{"$f":"IF($B3534>$F3534,0,IF($C3534>$G3534,0,ROUND(((($F3534-$B3534)/100)*(IF('DBH-Upgrade'!$K$6='DBH-Upgrade'!$K$8,$BZ3548,($BE3534/(($F3534-18)/100))))*$CH3548)+((($B3534-18)/100)*$CA3548*$CG3548),0)))","v":3721},211,271,282,320,0.19588783718929365,0.31963164536408767,0.34552740405852961,0.44260834921462072,1.2760000000000001E-4,1.7219,2,3.76611E-4,{"$f":"IF($B3534>$F3534,0,IF($C3534>$G3534,0,ROUND((((($F3534-$B3534)/100)*IF('DBH-Upgrade'!$K$6='DBH-Upgrade'!$K$8,$CC3548,($BF3534/(($F3534-18)/100))))+((($B3534-18)/100)*$CB3548))*IF($E3534>50,IF($G3534=11,(1-(($E3534-50)*0.005)),IF($G3534=16,(1-(($E3534-50)*0.005)),IF($G3534=21,(1-(($E3534-50)*0.005)),1))),1)*$CE3548,0)))","v":231},{"$f":"IF($B3534>$F3534,0,IF($C3534>$G3534,0,ROUND((((($F3534-$B3534)/100)*IF('DBH-Upgrade'!$K$6='DBH-Upgrade'!$K$8,$CC3548,($BF3534/(($F3534-18)/100))))+((($B3534-18)/100)*$CB3548))*IF($E3534>50,IF($G3534=11,(1-(($E3534-50)*0.005)),IF($G3534=16,(1-(($E3534-50)*0.005)),IF($G3534=21,(1-(($E3534-50)*0.005)),1))),1)*$CD3548,0)))","v":250},{"$f":"IF($B3534>$F3534,0,IF($C3534>$G3534,0,ROUND((((($F3534-$B3534)/100)*IF('DBH-Upgrade'!$K$6='DBH-Upgrade'!$K$8,$CC3548,($BF3534/(($F3534-18)/100))))+((($B3534-18)/100)*$CB3548))*IF($E3534>50,IF($G3534=11,(1-(($E3534-50)*0.005)),IF($G3534=16,(1-(($E3534-50)*0.005)),IF($G3534=21,(1-(($E3534-50)*0.005)),1))),1),0)))","v":316},0.95,0.95,0.95,191,207,261,82,89,112,3.1018295901767638E-2,3.637559869708424E-2,5.6905520311453836E-2,1.9,5.5,5.9,7.9,null,3074,null,0.8,null,null,0,13.2,15.1,21.85,null,1,1,1,191,207,261,null,0,0,0,1,1615,3238,442,63,0.72541359909535208,0.67746340042029107,null,1,1,0.99999999999999978,0.99999999999999978,null,0]
["3401802015",{"$f":"'DBH-Upgrade'!$K$8-$CL3546","v":50},15,3,40,180,20,21.5,0,26,30,46.4,3162.4,{"$f":"IF($B3546>$F3546,0,IF($C3546>$G3546,0,ROUND((((($F3546-$B3546)/100)*IF('DBH-Upgrade'!$K$6='DBH-Upgrade'!$K$8,$BZ3560,($BE3546/(($F3546-18)/100))))+((($B3546-18)/100)*$CA3560))*$CE3560,0)))","v":3096},{"$f":"IF($B3546>$F3546,0,IF($C3546>$G3546,0,ROUND((((($F3546-$B3546)/100)*IF('DBH-Upgrade'!$K$6='DBH-Upgrade'!$K$8,$BZ3560,($BE3546/(($F3546-18)/100))))+((($B3546-18)/100)*$CA3560))*$CD3560,0)))","v":3361},{"$f":"IF($B3546>$F3546,0,IF($C3546>$G3546,0,ROUND(((($F3546-$B3546)/100)*IF('DBH-Upgrade'!$K$6='DBH-Upgrade'!$K$8,$BZ3560,($BE3546/(($F3546-18)/100))))+((($B3546-18)/100)*$CA3560),0)))","v":4287},1.5,1.08,1.08,1.08,3162,{"$f":"IF($B3546>$F3546,0,IF($C3546>$G3546,0,ROUND(((($F3546-$B3546)/100)*(IF('DBH-Upgrade'!$K$6='DBH-Upgrade'!$K$8,$BZ3560,($BE3546/(($F3546-18)/100))))*$CH3560)+((($B3546-18)/100)*$CA3560*$CE3560*$CG3560),0)))","v":3926},{"$f":"IF($B3546>$F3546,0,IF($C3546>$G3546,0,ROUND(((($F3546-$B3546)/100)*(IF('DBH-Upgrade'!$K$6='DBH-Upgrade'!$K$8,$BZ3560,($BE3546/(($F3546-18)/100))))*$CH3560)+((($B3546-18)/100)*$CA3560*$CD3560*$CG3560),0)))","v":4007},{"$f":"IF($B3546>$F3546,0,IF($C3546>$G3546,0,ROUND(((($F3546-$B3546)/100)*(IF('DBH-Upgrade'!$K$6='DBH-Upgrade'!$K$8,$BZ3560,($BE3546/(($F3546-18)/100))))*$CH3560)+((($B3546-18)/100)*$CA3560*$CG3560),0)))","v":4287},272,338,345,369,0.33751345226803048,0.51534370646091865,0.53635545716694388,0.61151708541631244,1.2760000000000001E-4,1.7219,2,3.76611E-4,{"$f":"IF($B3546>$F3546,0,IF($C3546>$G3546,0,ROUND((((($F3546-$B3546)/100)*IF('DBH-Upgrade'!$K$6='DBH-Upgrade'!$K$8,$CC3560,($BF3546/(($F3546-18)/100))))+((($B3546-18)/100)*$CB3560))*IF($E3546>50,IF($G3546=11,(1-(($E3546-50)*0.005)),IF($G3546=16,(1-(($E3546-50)*0.005)),IF($G3546=21,(1-(($E3546-50)*0.005)),1))),1)*$CE3560,0)))","v":189},{"$f":"IF($B3546>$F3546,0,IF($C3546>$G3546,0,ROUND((((($F3546-$B3546)/100)*IF('DBH-Upgrade'!$K$6='DBH-Upgrade'!$K$8,$CC3560,($BF3546/(($F3546-18)/100))))+((($B3546-18)/100)*$CB3560))*IF($E3546>50,IF($G3546=11,(1-(($E3546-50)*0.005)),IF($G3546=16,(1-(($E3546-50)*0.005)),IF($G3546=21,(1-(($E3546-50)*0.005)),1))),1)*$CD3560,0)))","v":205},{"$f":"IF($B3546>$F3546,0,IF($C3546>$G3546,0,ROUND((((($F3546-$B3546)/100)*IF('DBH-Upgrade'!$K$6='DBH-Upgrade'!$K$8,$CC3560,($BF3546/(($F3546-18)/100))))+((($B3546-18)/100)*$CB3560))*IF($E3546>50,IF($G3546=11,(1-(($E3546-50)*0.005)),IF($G3546=16,(1-(($E3546-50)*0.005)),IF($G3546=21,(1-(($E3546-50)*0.005)),1))),1),0)))","v":262},0.95,0.95,0.95,116,126,161,50,54,69,1.2715347417876907E-2,1.4745021627273581E-2,2.3645932183569557E-2,2.4,5.5,5.9,7.9,null,3953,null,0.8,null,null,0,13.2,15.1,21.85,null,1,1,1,116,126,161,null,0,0,0,1,1615,3238,442,63,0.7127093372490777,0.66550507053605756,null,1,1,0.99999999999999978,0.99999999999999978,null,20]
["3402001615",{"$f":"'DBH-Upgrade'!$K$8-$CL3551","v":70},15,3,40,200,16,16.5,0,26,30,47.1,2312,{"$f":"IF($B3551>$F3551,0,IF($C3551>$G3551,0,ROUND((((($F3551-$B3551)/100)*IF('DBH-Upgrade'!$K$6='DBH-Upgrade'!$K$8,$BZ3565,($BE3551/(($F3551-18)/100))))+((($B3551-18)/100)*$CA3565))*$CE3565,0)))","v":4387},{"$f":"IF($B3551>$F3551,0,IF($C3551>$G3551,0,ROUND((((($F3551-$B3551)/100)*IF('DBH-Upgrade'!$K$6='DBH-Upgrade'!$K$8,$BZ3565,($BE3551/(($F3551-18)/100))))+((($B3551-18)/100)*$CA3565))*$CD3565,0)))","v":4623},{"$f":"IF($B3551>$F3551,0,IF($C3551>$G3551,0,ROUND(((($F3551-$B3551)/100)*IF('DBH-Upgrade'!$K$6='DBH-Upgrade'!$K$8,$BZ3565,($BE3551/(($F3551-18)/100))))+((($B3551-18)/100)*$CA3565),0)))","v":6672},1.5,1.1000000000000001,1.1000000000000001,1.1000000000000001,2312,{"$f":"IF($B3551>$F3551,0,IF($C3551>$G3551,0,ROUND(((($F3551-$B3551)/100)*(IF('DBH-Upgrade'!$K$6='DBH-Upgrade'!$K$8,$BZ3565,($BE3551/(($F3551-18)/100))))*$CH3565)+((($B3551-18)/100)*$CA3565*$CE3565*$CG3565),0)))","v":5829},{"$f":"IF($B3551>$F3551,0,IF($C3551>$G3551,0,ROUND(((($F3551-$B3551)/100)*(IF('DBH-Upgrade'!$K$6='DBH-Upgrade'!$K$8,$BZ3565,($BE3551/(($F3551-18)/100))))*$CH3565)+((($B3551-18)/100)*$CA3565*$CD3565*$CG3565),0)))","v":5916},{"$f":"IF($B3551>$F3551,0,IF($C3551>$G3551,0,ROUND(((($F3551-$B3551)/100)*(IF('DBH-Upgrade'!$K$6='DBH-Upgrade'!$K$8,$BZ3565,($BE3551/(($F3551-18)/100))))*$CH3565)+((($B3551-18)/100)*$CA3565*$CG3565),0)))","v":6672},199,501,509,574,0.67977376782619425,4.1100407284765366,4.2392671295629345,5.3619534236907409,2.0829999999999999E-4,1.724,4,1.392796E-3,{"$f":"IF($B3551>$F3551,0,IF($C3551>$G3551,0,ROUND((((($F3551-$B3551)/100)*IF('DBH-Upgrade'!$K$6='DBH-Upgrade'!$K$8,$CC3565,($BF3551/(($F3551-18)/100))))+((($B3551-18)/100)*$CB3565))*IF($E3551>50,IF($G3551=11,(1-(($E3551-50)*0.005)),IF($G3551=16,(1-(($E3551-50)*0.005)),IF($G3551=21,(1-(($E3551-50)*0.005)),1))),1)*$CE3565,0)))","v":312},{"$f":"IF($B3551>$F3551,0,IF($C3551>$G3551,0,ROUND((((($F3551-$B3551)/100)*IF('DBH-Upgrade'!$K$6='DBH-Upgrade'!$K$8,$CC3565,($BF3551/(($F3551-18)/100))))+((($B3551-18)/100)*$CB3565))*IF($E3551>50,IF($G3551=11,(1-(($E3551-50)*0.005)),IF($G3551=16,(1-(($E3551-50)*0.005)),IF($G3551=21,(1-(($E3551-50)*0.005)),1))),1)*$CD3565,0)))","v":329},{"$f":"IF($B3551>$F3551,0,IF($C3551>$G3551,0,ROUND((((($F3551-$B3551)/100)*IF('DBH-Upgrade'!$K$6='DBH-Upgrade'!$K$8,$CC3565,($BF3551/(($F3551-18)/100))))+((($B3551-18)/100)*$CB3565))*IF($E3551>50,IF($G3551=11,(1-(($E3551-50)*0.005)),IF($G3551=16,(1-(($E3551-50)*0.005)),IF($G3551=21,(1-(($E3551-50)*0.005)),1))),1),0)))","v":475},0.95,0.95,0.95,248,261,377,107,112,162,0.20404811687786206,0.22290792269180587,0.45588397642057166,4,5.5,5.9,7.9,null,3400,null,0.68,null,null,0,13.2,15.1,21.85,null,1,1,1,248,261,377,null,0,0,0,1,{"$error":"#VALUE!"},0,0,{"$error":"#VALUE!"},0.78402243332267385,0.72223627558039949,null,1,1,0.99999999999999978,0.99999999999999978,null,0]
["3402201015",{"$f":"'DBH-Upgrade'!$K$8-$CL3554","v":70},15,3,40,220,10,11.5,0,26,30,47.8,1907.1000000000001,{"$f":"IF($B3554>$F3554,0,IF($C3554>$G3554,0,ROUND((((($F3554-$B3554)/100)*IF('DBH-Upgrade'!$K$6='DBH-Upgrade'!$K$8,$BZ3568,($BE3554/(($F3554-18)/100))))+((($B3554-18)/100)*$CA3568))*$CE3568,0)))","v":0},{"$f":"IF($B3554>$F3554,0,IF($C3554>$G3554,0,ROUND((((($F3554-$B3554)/100)*IF('DBH-Upgrade'!$K$6='DBH-Upgrade'!$K$8,$BZ3568,($BE3554/(($F3554-18)/100))))+((($B3554-18)/100)*$CA3568))*$CD3568,0)))","v":0},{"$f":"IF($B3554>$F3554,0,IF($C3554>$G3554,0,ROUND(((($F3554-$B3554)/100)*IF('DBH-Upgrade'!$K$6='DBH-Upgrade'!$K$8,$BZ3568,($BE3554/(($F3554-18)/100))))+((($B3554-18)/100)*$CA3568),0)))","v":0},1.5,1.08,1.08,1.08,1907,{"$f":"IF($B3554>$F3554,0,IF($C3554>$G3554,0,ROUND(((($F3554-$B3554)/100)*(IF('DBH-Upgrade'!$K$6='DBH-Upgrade'!$K$8,$BZ3568,($BE3554/(($F3554-18)/100))))*$CH3568)+((($B3554-18)/100)*$CA3568*$CE3568*$CG3568),0)))","v":0},{"$f":"IF($B3554>$F3554,0,IF($C3554>$G3554,0,ROUND(((($F3554-$B3554)/100)*(IF('DBH-Upgrade'!$K$6='DBH-Upgrade'!$K$8,$BZ3568,($BE3554/(($F3554-18)/100))))*$CH3568)+((($B3554-18)/100)*$CA3568*$CD3568*$CG3568),0)))","v":0},{"$f":"IF($B3554>$F3554,0,IF($C3554>$G3554,0,ROUND(((($F3554-$B3554)/100)*(IF('DBH-Upgrade'!$K$6='DBH-Upgrade'!$K$8,$BZ3568,($BE3554/(($F3554-18)/100))))*$CH3568)+((($B3554-18)/100)*$CA3568*$CG3568),0)))","v":0},164,0,0,0,0.20795487536531815,0,0,0,3.969E-4,1.7345999999999999,2,3.6734700000000002E-4,{"$f":"IF($B3554>$F3554,0,IF($C3554>$G3554,0,ROUND((((($F3554-$B3554)/100)*IF('DBH-Upgrade'!$K$6='DBH-Upgrade'!$K$8,$CC3568,($BF3554/(($F3554-18)/100))))+((($B3554-18)/100)*$CB3568))*IF($E3554>50,IF($G3554=11,(1-(($E3554-50)*0.005)),IF($G3554=16,(1-(($E3554-50)*0.005)),IF($G3554=21,(1-(($E3554-50)*0.005)),1))),1)*$CE3568,0)))","v":0},{"$f":"IF($B3554>$F3554,0,IF($C3554>$G3554,0,ROUND((((($F3554-$B3554)/100)*IF('DBH-Upgrade'!$K$6='DBH-Upgrade'!$K$8,$CC3568,($BF3554/(($F3554-18)/100))))+((($B3554-18)/100)*$CB3568))*IF($E3554>50,IF($G3554=11,(1-(($E3554-50)*0.005)),IF($G3554=16,(1-(($E3554-50)*0.005)),IF($G3554=21,(1-(($E3554-50)*0.005)),1))),1)*$CD3568,0)))","v":0},{"$f":"IF($B3554>$F3554,0,IF($C3554>$G3554,0,ROUND((((($F3554-$B3554)/100)*IF('DBH-Upgrade'!$K$6='DBH-Upgrade'!$K$8,$CC3568,($BF3554/(($F3554-18)/100))))+((($B3554-18)/100)*$CB3568))*IF($E3554>50,IF($G3554=11,(1-(($E3554-50)*0.005)),IF($G3554=16,(1-(($E3554-50)*0.005)),IF($G3554=21,(1-(($E3554-50)*0.005)),1))),1),0)))","v":0},0.98,0.98,0.98,0,0,0,0,0,0,0,0,0,1.5,5.5,5.9,7.9,null,2119,null,0.9,null,null,0,13.2,15.1,21.85,null,1,1,1,0,0,0,null,0,0,0,1,2298,4062,502,78,0.78402243332267385,0.72223627558039949,null,1,1,0.99999999999999978,0.99999999999999978,null,0]
["3402601015",{"$f":"'DBH-Upgrade'!$K$8-$CL3566","v":70},15,3,40,260,10,11.5,0,26,30,48.1,2253.6,{"$f":"IF($B3566>$F3566,0,IF($C3566>$G3566,0,ROUND((((($F3566-$B3566)/100)*IF('DBH-Upgrade'!$K$6='DBH-Upgrade'!$K$8,$BZ3580,($BE3566/(($F3566-18)/100))))+((($B3566-18)/100)*$CA3580))*$CE3580,0)))","v":0},{"$f":"IF($B3566>$F3566,0,IF($C3566>$G3566,0,ROUND((((($F3566-$B3566)/100)*IF('DBH-Upgrade'!$K$6='DBH-Upgrade'!$K$8,$BZ3580,($BE3566/(($F3566-18)/100))))+((($B3566-18)/100)*$CA3580))*$CD3580,0)))","v":0},{"$f":"IF($B3566>$F3566,0,IF($C3566>$G3566,0,ROUND(((($F3566-$B3566)/100)*IF('DBH-Upgrade'!$K$6='DBH-Upgrade'!$K$8,$BZ3580,($BE3566/(($F3566-18)/100))))+((($B3566-18)/100)*$CA3580),0)))","v":0},1.5,1.08,1.08,1.08,2254,{"$f":"IF($B3566>$F3566,0,IF($C3566>$G3566,0,ROUND(((($F3566-$B3566)/100)*(IF('DBH-Upgrade'!$K$6='DBH-Upgrade'!$K$8,$BZ3580,($BE3566/(($F3566-18)/100))))*$CH3580)+((($B3566-18)/100)*$CA3580*$CE3580*$CG3580),0)))","v":0},{"$f":"IF($B3566>$F3566,0,IF($C3566>$G3566,0,ROUND(((($F3566-$B3566)/100)*(IF('DBH-Upgrade'!$K$6='DBH-Upgrade'!$K$8,$BZ3580,($BE3566/(($F3566-18)/100))))*$CH3580)+((($B3566-18)/100)*$CA3580*$CD3580*$CG3580),0)))","v":0},{"$f":"IF($B3566>$F3566,0,IF($C3566>$G3566,0,ROUND(((($F3566-$B3566)/100)*(IF('DBH-Upgrade'!$K$6='DBH-Upgrade'!$K$8,$BZ3580,($BE3566/(($F3566-18)/100))))*$CH3580)+((($B3566-18)/100)*$CA3580*$CG3580),0)))","v":0},194,0,0,0,0.31314829541586731,0,0,0,3.969E-4,1.7345999999999999,2,3.6734700000000002E-4,{"$f":"IF($B3566>$F3566,0,IF($C3566>$G3566,0,ROUND((((($F3566-$B3566)/100)*IF('DBH-Upgrade'!$K$6='DBH-Upgrade'!$K$8,$CC3580,($BF3566/(($F3566-18)/100))))+((($B3566-18)/100)*$CB3580))*IF($E3566>50,IF($G3566=11,(1-(($E3566-50)*0.005)),IF($G3566=16,(1-(($E3566-50)*0.005)),IF($G3566=21,(1-(($E3566-50)*0.005)),1))),1)*$CE3580,0)))","v":0},{"$f":"IF($B3566>$F3566,0,IF($C3566>$G3566,0,ROUND((((($F3566-$B3566)/100)*IF('DBH-Upgrade'!$K$6='DBH-Upgrade'!$K$8,$CC3580,($BF3566/(($F3566-18)/100))))+((($B3566-18)/100)*$CB3580))*IF($E3566>50,IF($G3566=11,(1-(($E3566-50)*0.005)),IF($G3566=16,(1-(($E3566-50)*0.005)),IF($G3566=21,(1-(($E3566-50)*0.005)),1))),1)*$CD3580,0)))","v":0},{"$f":"IF($B3566>$F3566,0,IF($C3566>$G3566,0,ROUND((((($F3566-$B3566)/100)*IF('DBH-Upgrade'!$K$6='DBH-Upgrade'!$K$8,$CC3580,($BF3566/(($F3566-18)/100))))+((($B3566-18)/100)*$CB3580))*IF($E3566>50,IF($G3566=11,(1-(($E3566-50)*0.005)),IF($G3566=16,(1-(($E3566-50)*0.005)),IF($G3566=21,(1-(($E3566-50)*0.005)),1))),1),0)))","v":0},0.98,0.98,0.98,0,0,0,0,0,0,0,0,0,1.7,5.5,5.9,7.9,null,2504,null,0.9,null,null,0,13.2,15.1,21.85,null,1,1,1,0,0,0,null,0,0,0,1,2298,4062,502,78,0.76885591203746129,0.70538685838828352,null,1,1,0.99999999999999978,0.99999999999999978,null,0]
["3402801515",{"$f":"'DBH-Upgrade'!$K$8-$CL3574","v":70},15,3,40,280,15,16.5,0,26,30,48.9,3512,{"$f":"IF($B3574>$F3574,0,IF($C3574>$G3574,0,ROUND((((($F3574-$B3574)/100)*IF('DBH-Upgrade'!$K$6='DBH-Upgrade'!$K$8,$BZ3588,($BE3574/(($F3574-18)/100))))+((($B3574-18)/100)*$CA3588))*$CE3588,0)))","v":3341},{"$f":"IF($B3574>$F3574,0,IF($C3574>$G3574,0,ROUND((((($F3574-$B3574)/100)*IF('DBH-Upgrade'!$K$6='DBH-Upgrade'!$K$8,$BZ3588,($BE3574/(($F3574-18)/100))))+((($B3574-18)/100)*$CA3588))*$CD3588,0)))","v":3415},{"$f":"IF($B3574>$F3574,0,IF($C3574>$G3574,0,ROUND(((($F3574-$B3574)/100)*IF('DBH-Upgrade'!$K$6='DBH-Upgrade'!$K$8,$BZ3588,($BE3574/(($F3574-18)/100))))+((($B3574-18)/100)*$CA3588),0)))","v":5075},1.5,1.08,1.08,1.08,3512,{"$f":"IF($B3574>$F3574,0,IF($C3574>$G3574,0,ROUND(((($F3574-$B3574)/100)*(IF('DBH-Upgrade'!$K$6='DBH-Upgrade'!$K$8,$BZ3588,($BE3574/(($F3574-18)/100))))*$CH3588)+((($B3574-18)/100)*$CA3588*$CE3588*$CG3588),0)))","v":4500},{"$f":"IF($B3574>$F3574,0,IF($C3574>$G3574,0,ROUND(((($F3574-$B3574)/100)*(IF('DBH-Upgrade'!$K$6='DBH-Upgrade'!$K$8,$BZ3588,($BE3574/(($F3574-18)/100))))*$CH3588)+((($B3574-18)/100)*$CA3588*$CD3588*$CG3588),0)))","v":4525},{"$f":"IF($B3574>$F3574,0,IF($C3574>$G3574,0,ROUND(((($F3574-$B3574)/100)*(IF('DBH-Upgrade'!$K$6='DBH-Upgrade'!$K$8,$BZ3588,($BE3574/(($F3574-18)/100))))*$CH3588)+((($B3574-18)/100)*$CA3588*$CG3588),0)))","v":5075},302,387,389,436,0.61728807399852748,0.99145112914790623,1.0012746976571101,1.2455262429059895,2.0829999999999999E-4,1.724,2,4.6182900000000003E-4,{"$f":"IF($B3574>$F3574,0,IF($C3574>$G3574,0,ROUND((((($F3574-$B3574)/100)*IF('DBH-Upgrade'!$K$6='DBH-Upgrade'!$K$8,$CC3588,($BF3574/(($F3574-18)/100))))+((($B3574-18)/100)*$CB3588))*IF($E3574>50,IF($G3574=11,(1-(($E3574-50)*0.005)),IF($G3574=16,(1-(($E3574-50)*0.005)),IF($G3574=21,(1-(($E3574-50)*0.005)),1))),1)*$CE3588,0)))","v":238},{"$f":"IF($B3574>$F3574,0,IF($C3574>$G3574,0,ROUND((((($F3574-$B3574)/100)*IF('DBH-Upgrade'!$K$6='DBH-Upgrade'!$K$8,$CC3588,($BF3574/(($F3574-18)/100))))+((($B3574-18)/100)*$CB3588))*IF($E3574>50,IF($G3574=11,(1-(($E3574-50)*0.005)),IF($G3574=16,(1-(($E3574-50)*0.005)),IF($G3574=21,(1-(($E3574-50)*0.005)),1))),1)*$CD3588,0)))","v":244},{"$f":"IF($B3574>$F3574,0,IF($C3574>$G3574,0,ROUND((((($F3574-$B3574)/100)*IF('DBH-Upgrade'!$K$6='DBH-Upgrade'!$K$8,$CC3588,($BF3574/(($F3574-18)/100))))+((($B3574-18)/100)*$CB3588))*IF($E3574>50,IF($G3574=11,(1-(($E3574-50)*0.005)),IF($G3574=16,(1-(($E3574-50)*0.005)),IF($G3574=21,(1-(($E3574-50)*0.005)),1))),1),0)))","v":362},1.01,1.01,1.01,151,155,230,65,67,99,3.3597611912174655E-2,3.5568858817168564E-2,7.4257020233768151E-2,2.8,5.5,5.9,7.9,null,4390,null,0.8,null,null,0,13.2,15.1,21.85,null,1,1,1,151,155,230,null,0,0,0,1,{"$error":"#VALUE!"},0,0,{"$error":"#VALUE!"},0.75027509009945204,0.68488673514658593,null,1,1,0.99999999999999978,0.99999999999999978,null,0]
["3402802015",{"$f":"'DBH-Upgrade'!$K$8-$CL3576","v":70},15,3,40,280,20,21.5,0,26,30,48.9,4919.2000000000007,{"$f":"IF($B3576>$F3576,0,IF($C3576>$G3576,0,ROUND((((($F3576-$B3576)/100)*IF('DBH-Upgrade'!$K$6='DBH-Upgrade'!$K$8,$BZ3590,($BE3576/(($F3576-18)/100))))+((($B3576-18)/100)*$CA3590))*$CE3590,0)))","v":4718},{"$f":"IF($B3576>$F3576,0,IF($C3576>$G3576,0,ROUND((((($F3576-$B3576)/100)*IF('DBH-Upgrade'!$K$6='DBH-Upgrade'!$K$8,$BZ3590,($BE3576/(($F3576-18)/100))))+((($B3576-18)/100)*$CA3590))*$CD3590,0)))","v":5209},{"$f":"IF($B3576>$F3576,0,IF($C3576>$G3576,0,ROUND(((($F3576-$B3576)/100)*IF('DBH-Upgrade'!$K$6='DBH-Upgrade'!$K$8,$BZ3590,($BE3576/(($F3576-18)/100))))+((($B3576-18)/100)*$CA3590),0)))","v":6938},1.5,1.08,1.08,1.08,4919,{"$f":"IF($B3576>$F3576,0,IF($C3576>$G3576,0,ROUND(((($F3576-$B3576)/100)*(IF('DBH-Upgrade'!$K$6='DBH-Upgrade'!$K$8,$BZ3590,($BE3576/(($F3576-18)/100))))*$CH3590)+((($B3576-18)/100)*$CA3590*$CE3590*$CG3590),0)))","v":6262},{"$f":"IF($B3576>$F3576,0,IF($C3576>$G3576,0,ROUND(((($F3576-$B3576)/100)*(IF('DBH-Upgrade'!$K$6='DBH-Upgrade'!$K$8,$BZ3590,($BE3576/(($F3576-18)/100))))*$CH3590)+((($B3576-18)/100)*$CA3590*$CD3590*$CG3590),0)))","v":6412},{"$f":"IF($B3576>$F3576,0,IF($C3576>$G3576,0,ROUND(((($F3576-$B3576)/100)*(IF('DBH-Upgrade'!$K$6='DBH-Upgrade'!$K$8,$BZ3590,($BE3576/(($F3576-18)/100))))*$CH3590)+((($B3576-18)/100)*$CA3590*$CG3590),0)))","v":6938},423,539,551,597,0.8815101256914365,1.4078788417424029,1.4691239545331829,1.7156372992094693,1.2760000000000001E-4,1.7219,2,3.76611E-4,{"$f":"IF($B3576>$F3576,0,IF($C3576>$G3576,0,ROUND((((($F3576-$B3576)/100)*IF('DBH-Upgrade'!$K$6='DBH-Upgrade'!$K$8,$CC3590,($BF3576/(($F3576-18)/100))))+((($B3576-18)/100)*$CB3590))*IF($E3576>50,IF($G3576=11,(1-(($E3576-50)*0.005)),IF($G3576=16,(1-(($E3576-50)*0.005)),IF($G3576=21,(1-(($E3576-50)*0.005)),1))),1)*$CE3590,0)))","v":289},{"$f":"IF($B3576>$F3576,0,IF($C3576>$G3576,0,ROUND((((($F3576-$B3576)/100)*IF('DBH-Upgrade'!$K$6='DBH-Upgrade'!$K$8,$CC3590,($BF3576/(($F3576-18)/100))))+((($B3576-18)/100)*$CB3590))*IF($E3576>50,IF($G3576=11,(1-(($E3576-50)*0.005)),IF($G3576=16,(1-(($E3576-50)*0.005)),IF($G3576=21,(1-(($E3576-50)*0.005)),1))),1)*$CD3590,0)))","v":319},{"$f":"IF($B3576>$F3576,0,IF($C3576>$G3576,0,ROUND((((($F3576-$B3576)/100)*IF('DBH-Upgrade'!$K$6='DBH-Upgrade'!$K$8,$CC3590,($BF3576/(($F3576-18)/100))))+((($B3576-18)/100)*$CB3590))*IF($E3576>50,IF($G3576=11,(1-(($E3576-50)*0.005)),IF($G3576=16,(1-(($E3576-50)*0.005)),IF($G3576=21,(1-(($E3576-50)*0.005)),1))),1),0)))","v":425},0.95,0.95,0.95,178,196,261,77,84,112,3.3650153476125599E-2,3.97116574773917E-2,6.8730034170972468E-2,3.7,5.5,5.9,7.9,null,6149,null,0.8,null,null,0,13.2,15.1,21.85,null,1,1,1,178,196,261,null,0,0,0,1,1615,3238,442,63,0.68190440163328403,0.65796861393376183,null,1,1,0.99999999999999978,0.99999999999999978,null,0]
["350601515",{"$f":"'DBH-Upgrade'!$K$8-$CL3586","v":70},15,3,50,60,15,16.5,0,26,30,41.1,832,{"$f":"IF($B3586>$F3586,0,IF($C3586>$G3586,0,ROUND((((($F3586-$B3586)/100)*IF('DBH-Upgrade'!$K$6='DBH-Upgrade'!$K$8,$BZ3600,($BE3586/(($F3586-18)/100))))+((($B3586-18)/100)*$CA3600))*$CE3600,0)))","v":0},{"$f":"IF($B3586>$F3586,0,IF($C3586>$G3586,0,ROUND((((($F3586-$B3586)/100)*IF('DBH-Upgrade'!$K$6='DBH-Upgrade'!$K$8,$BZ3600,($BE3586/(($F3586-18)/100))))+((($B3586-18)/100)*$CA3600))*$CD3600,0)))","v":0},{"$f":"IF($B3586>$F3586,0,IF($C3586>$G3586,0,ROUND(((($F3586-$B3586)/100)*IF('DBH-Upgrade'!$K$6='DBH-Upgrade'!$K$8,$BZ3600,($BE3586/(($F3586-18)/100))))+((($B3586-18)/100)*$CA3600),0)))","v":0},1.5,1.08,1.08,1.08,832,{"$f":"IF($B3586>$F3586,0,IF($C3586>$G3586,0,ROUND(((($F3586-$B3586)/100)*(IF('DBH-Upgrade'!$K$6='DBH-Upgrade'!$K$8,$BZ3600,($BE3586/(($F3586-18)/100))))*$CH3600)+((($B3586-18)/100)*$CA3600*$CE3600*$CG3600),0)))","v":0},{"$f":"IF($B3586>$F3586,0,IF($C3586>$G3586,0,ROUND(((($F3586-$B3586)/100)*(IF('DBH-Upgrade'!$K$6='DBH-Upgrade'!$K$8,$BZ3600,($BE3586/(($F3586-18)/100))))*$CH3600)+((($B3586-18)/100)*$CA3600*$CD3600*$CG3600),0)))","v":0},{"$f":"IF($B3586>$F3586,0,IF($C3586>$G3586,0,ROUND(((($F3586-$B3586)/100)*(IF('DBH-Upgrade'!$K$6='DBH-Upgrade'!$K$8,$BZ3600,($BE3586/(($F3586-18)/100))))*$CH3600)+((($B3586-18)/100)*$CA3600*$CG3600),0)))","v":0},72,0,0,0,2.6426890732900131E-2,0,0,0,2.0829999999999999E-4,1.724,2,4.6182900000000003E-4,{"$f":"IF($B3586>$F3586,0,IF($C3586>$G3586,0,ROUND((((($F3586-$B3586)/100)*IF('DBH-Upgrade'!$K$6='DBH-Upgrade'!$K$8,$CC3600,($BF3586/(($F3586-18)/100))))+((($B3586-18)/100)*$CB3600))*IF($E3586>50,IF($G3586=11,(1-(($E3586-50)*0.005)),IF($G3586=16,(1-(($E3586-50)*0.005)),IF($G3586=21,(1-(($E3586-50)*0.005)),1))),1)*$CE3600,0)))","v":0},{"$f":"IF($B3586>$F3586,0,IF($C3586>$G3586,0,ROUND((((($F3586-$B3586)/100)*IF('DBH-Upgrade'!$K$6='DBH-Upgrade'!$K$8,$CC3600,($BF3586/(($F3586-18)/100))))+((($B3586-18)/100)*$CB3600))*IF($E3586>50,IF($G3586=11,(1-(($E3586-50)*0.005)),IF($G3586=16,(1-(($E3586-50)*0.005)),IF($G3586=21,(1-(($E3586-50)*0.005)),1))),1)*$CD3600,0)))","v":0},{"$f":"IF($B3586>$F3586,0,IF($C3586>$G3586,0,ROUND((((($F3586-$B3586)/100)*IF('DBH-Upgrade'!$K$6='DBH-Upgrade'!$K$8,$CC3600,($BF3586/(($F3586-18)/100))))+((($B3586-18)/100)*$CB3600))*IF($E3586>50,IF($G3586=11,(1-(($E3586-50)*0.005)),IF($G3586=16,(1-(($E3586-50)*0.005)),IF($G3586=21,(1-(($E3586-50)*0.005)),1))),1),0)))","v":0},1.01,1.01,1.01,0,0,0,0,0,0,0,0,0,0.6,"DBH-unit is too long!","DBH-unit is too long!","DBH-unit is too long!",null,1040,null,0.8,null,null,0,"DBH-unit is too long!","DBH-unit is too long!","DBH-unit is too long!",null,1,1,1,0,0,0,null,0,0,0,1,{"$error":"#VALUE!"},0,0,{"$error":"#VALUE!"},0.75077946095441817,0.68,null,1,1,0.99999999999999978,0.99999999999999978,null,0]
["350702015",{"$f":"'DBH-Upgrade'!$K$8-$CL3594","v":60},15,3,50,70,20,21.5,0,26,30,41.1,1358.4,{"$f":"IF($B3594>$F3594,0,IF($C3594>$G3594,0,ROUND((((($F3594-$B3594)/100)*IF('DBH-Upgrade'!$K$6='DBH-Upgrade'!$K$8,$BZ3608,($BE3594/(($F3594-18)/100))))+((($B3594-18)/100)*$CA3608))*$CE3608,0)))","v":1510},{"$f":"IF($B3594>$F3594,0,IF($C3594>$G3594,0,ROUND((((($F3594-$B3594)/100)*IF('DBH-Upgrade'!$K$6='DBH-Upgrade'!$K$8,$BZ3608,($BE3594/(($F3594-18)/100))))+((($B3594-18)/100)*$CA3608))*$CD3608,0)))","v":1619},{"$f":"IF($B3594>$F3594,0,IF($C3594>$G3594,0,ROUND(((($F3594-$B3594)/100)*IF('DBH-Upgrade'!$K$6='DBH-Upgrade'!$K$8,$BZ3608,($BE3594/(($F3594-18)/100))))+((($B3594-18)/100)*$CA3608),0)))","v":1936},1.5,{"$f":"IF($G3594=10,1.08,IF($G3594=11,1.1,IF($G3594=15,1.08,IF($G3594=16,1.1,IF($G3594=20,1.08,IF($G3594=21,1.05))))))","v":1.08},1.08,1.08,1358,{"$f":"IF($B3594>$F3594,0,IF($C3594>$G3594,0,ROUND(((($F3594-$B3594)/100)*(IF('DBH-Upgrade'!$K$6='DBH-Upgrade'!$K$8,$BZ3608,($BE3594/(($F3594-18)/100))))*$CH3608)+((($B3594-18)/100)*$CA3608*$CE3608*$CG3608),0)))","v":1560},{"$f":"IF($B3594>$F3594,0,IF($C3594>$G3594,0,ROUND(((($F3594-$B3594)/100)*(IF('DBH-Upgrade'!$K$6='DBH-Upgrade'!$K$8,$BZ3608,($BE3594/(($F3594-18)/100))))*$CH3608)+((($B3594-18)/100)*$CA3608*$CD3608*$CG3608),0)))","v":1657},{"$f":"IF($B3594>$F3594,0,IF($C3594>$G3594,0,ROUND(((($F3594-$B3594)/100)*(IF('DBH-Upgrade'!$K$6='DBH-Upgrade'!$K$8,$BZ3608,($BE3594/(($F3594-18)/100))))*$CH3608)+((($B3594-18)/100)*$CA3608*$CG3608),0)))","v":1936},117,134,143,166,5.5585994208595724E-2,7.2666826095490966E-2,8.2625366918017515E-2,0.11095002490928764,{"$f":"IF($G3594=$CO$103,CP$103,IF($G3594=$CO$104,CP$104,IF($G3594=$CO$105,CP$105,IF($G3594=$CO$107,CP$107,IF($G3594=$CO$108,CP$108,IF($G3594=$CO$109,CP$109,IF($G3594=$CO$111,CP$111,IF($G3594=$CO$112,CP$112,IF($G3594=$CO$113,CP$113,IF($G3594=$CO$115,CP$115,IF($G3594=$CO$116,CP$116,IF($G3594=$CO$117,CP$117,IF($G3594=$CO$119,CP$119,IF($G3594=$CO$120,CP$120,))))))))))))))","v":1.2760000000000001E-4},{"$f":"IF($G3594=$CO$103,CQ$103,IF($G3594=$CO$104,CQ$104,IF($G3594=$CO$105,CQ$105,IF($G3594=$CO$107,CQ$107,IF($G3594=$CO$108,CQ$108,IF($G3594=$CO$109,CQ$109,IF($G3594=$CO$111,CQ$111,IF($G3594=$CO$112,CQ$112,IF($G3594=$CO$113,CQ$113,IF($G3594=$CO$115,CQ$115,IF($G3594=$CO$116,CQ$116,IF($G3594=$CO$117,CQ$117,IF($G3594=$CO$119,CQ$119,IF($G3594=$CO$120,CQ$120,))))))))))))))","v":1.7219},{"$f":"IF($G3594=$CO$103,CR$103,IF($G3594=$CO$104,CR$104,IF($G3594=$CO$105,CR$105,IF($G3594=$CO$107,CR$107,IF($G3594=$CO$108,CR$108,IF($G3594=$CO$109,CR$109,IF($G3594=$CO$111,CR$111,IF($G3594=$CO$112,CR$112,IF($G3594=$CO$113,CR$113,IF($G3594=$CO$115,CR$115,IF($G3594=$CO$116,CR$116,IF($G3594=$CO$117,CR$117,IF($G3594=$CO$119,CR$119,IF($G3594=$CO$120,CR$120,))))))))))))))","v":2},{"$f":"IF($G3594=$CO$103,CS$103,IF($G3594=$CO$104,CS$104,IF($G3594=$CO$105,CS$105,IF($G3594=$CO$107,CS$107,IF($G3594=$CO$108,CS$108,IF($G3594=$CO$109,CS$109,IF($G3594=$CO$111,CS$111,IF($G3594=$CO$112,CS$112,IF($G3594=$CO$113,CS$113,IF($G3594=$CO$115,CS$115,IF($G3594=$CO$116,CS$116,IF($G3594=$CO$117,CS$117,IF($G3594=$CO$119,CS$119,IF($G3594=$CO$120,CS$120,))))))))))))))","v":3.76611E-4},{"$f":"IF($B3594>$F3594,0,IF($C3594>$G3594,0,ROUND((((($F3594-$B3594)/100)*IF('DBH-Upgrade'!$K$6='DBH-Upgrade'!$K$8,$CC3608,($BF3594/(($F3594-18)/100))))+((($B3594-18)/100)*$CB3608))*IF($E3594>50,IF($G3594=11,(1-(($E3594-50)*0.005)),IF($G3594=16,(1-(($E3594-50)*0.005)),IF($G3594=21,(1-(($E3594-50)*0.005)),1))),1)*$CE3608,0)))","v":171},{"$f":"IF($B3594>$F3594,0,IF($C3594>$G3594,0,ROUND((((($F3594-$B3594)/100)*IF('DBH-Upgrade'!$K$6='DBH-Upgrade'!$K$8,$CC3608,($BF3594/(($F3594-18)/100))))+((($B3594-18)/100)*$CB3608))*IF($E3594>50,IF($G3594=11,(1-(($E3594-50)*0.005)),IF($G3594=16,(1-(($E3594-50)*0.005)),IF($G3594=21,(1-(($E3594-50)*0.005)),1))),1)*$CD3608,0)))","v":183},{"$f":"IF($B3594>$F3594,0,IF($C3594>$G3594,0,ROUND((((($F3594-$B3594)/100)*IF('DBH-Upgrade'!$K$6='DBH-Upgrade'!$K$8,$CC3608,($BF3594/(($F3594-18)/100))))+((($B3594-18)/100)*$CB3608))*IF($E3594>50,IF($G3594=11,(1-(($E3594-50)*0.005)),IF($G3594=16,(1-(($E3594-50)*0.005)),IF($G3594=21,(1-(($E3594-50)*0.005)),1))),1),0)))","v":219},0.95,0.95,0.95,164,176,211,71,76,91,2.0747477444294889E-2,2.3726533652475935E-2,3.384780520566965E-2,{"$f":"ROUND(IF(G3594=10,$CO$92*F3594,IF(G3594=11,$CO$93*F3594,IF(G3594=15,$CO$94*F3594,IF(G3594=16,$CO$95*F3594,IF(G3594=20,$CO$96*F3594,IF(G3594=21,$CO$97*F3594,)))))),1)","v":0.9},5.5,5.9,7.9,null,1698,null,0.8,null,null,0,13.2,15.1,21.85,null,1,1,1,{"$f":"AQ3594/BO3594","v":164},{"$f":"AR3594/BP3594","v":176},{"$f":"AS3594/BQ3594","v":211},null,{"$f":"BR3594-AQ3594","v":0},{"$f":"BS3594-AR3594","v":0},{"$f":"BT3594-AS3594","v":0},1,1615,3238,442,63,0.67294243770541662,0.6582099452827469,null,1,1,0.99999999999999978,0.99999999999999978,null,10]
["350702115",{"$f":"'DBH-Upgrade'!$K$8-$CL3595","v":60},15,3,50,70,21,21.5,0,26,30,41.1,1445.6000000000001,{"$f":"IF($B3595>$F3595,0,IF($C3595>$G3595,0,ROUND((((($F3595-$B3595)/100)*IF('DBH-Upgrade'!$K$6='DBH-Upgrade'!$K$8,$BZ3609,($BE3595/(($F3595-18)/100))))+((($B3595-18)/100)*$CA3609))*$CE3609,0)))","v":1978},{"$f":"IF($B3595>$F3595,0,IF($C3595>$G3595,0,ROUND((((($F3595-$B3595)/100)*IF('DBH-Upgrade'!$K$6='DBH-Upgrade'!$K$8,$BZ3609,($BE3595/(($F3595-18)/100))))+((($B3595-18)/100)*$CA3609))*$CD3609,0)))","v":2123},{"$f":"IF($B3595>$F3595,0,IF($C3595>$G3595,0,ROUND(((($F3595-$B3595)/100)*IF('DBH-Upgrade'!$K$6='DBH-Upgrade'!$K$8,$BZ3609,($BE3595/(($F3595-18)/100))))+((($B3595-18)/100)*$CA3609),0)))","v":2810},1.5,1.05,1.05,1.05,{"$f":"ROUND(M3595*POWER((($S$1-$S$2)/LN(($S$1-$S$3)/($S$2-$S$3)))/((75-65)/LN((75-20)/(65-20))),Q3595),0)","v":1446},{"$f":"IF($B3595>$F3595,0,IF($C3595>$G3595,0,ROUND(((($F3595-$B3595)/100)*(IF('DBH-Upgrade'!$K$6='DBH-Upgrade'!$K$8,$BZ3609,($BE3595/(($F3595-18)/100))))*$CH3609)+((($B3595-18)/100)*$CA3609*$CE3609*$CG3609),0)))","v":2052},{"$f":"IF($B3595>$F3595,0,IF($C3595>$G3595,0,ROUND(((($F3595-$B3595)/100)*(IF('DBH-Upgrade'!$K$6='DBH-Upgrade'!$K$8,$BZ3609,($BE3595/(($F3595-18)/100))))*$CH3609)+((($B3595-18)/100)*$CA3609*$CD3609*$CG3609),0)))","v":2184},{"$f":"IF($B3595>$F3595,0,IF($C3595>$G3595,0,ROUND(((($F3595-$B3595)/100)*(IF('DBH-Upgrade'!$K$6='DBH-Upgrade'!$K$8,$BZ3609,($BE3595/(($F3595-18)/100))))*$CH3609)+((($B3595-18)/100)*$CA3609*$CG3609),0)))","v":2810},{"$f":"ROUND(U3595*3600/(4186*ABS($S$1-$S$2)),0)","v":124},{"$f":"ROUND(V3595*3600/(4186*ABS($S$1-$S$2)),0)","v":176},{"$f":"ROUND(W3595*3600/(4186*ABS($S$1-$S$2)),0)","v":188},{"$f":"ROUND(X3595*3600/(4186*ABS($S$1-$S$2)),0)","v":242},{"$f":"(($AG3595*(Y3595^$AH3595)*((($F3595-14.4)*$AI3595)/100))+($AJ3595*(Y3595^2)))*0.0098","v":8.8673414945701898E-2},{"$f":"(($AG3595*(Z3595^$AH3595)*((($F3595-14.4)*$AI3595)/100))+($AJ3595*(Z3595^2)))*0.0098","v":0.17654645452361445},{"$f":"(($AG3595*(AA3595^$AH3595)*((($F3595-14.4)*$AI3595)/100))+($AJ3595*(AA3595^2)))*0.0098","v":0.20101752179690133},{"$f":"(($AG3595*(AB3595^$AH3595)*((($F3595-14.4)*$AI3595)/100))+($AJ3595*(AB3595^2)))*0.0098","v":0.33050578585065171},1.2760000000000001E-4,1.7219,4,5.1420100000000005E-4,{"$f":"IF($B3595>$F3595,0,IF($C3595>$G3595,0,ROUND((((($F3595-$B3595)/100)*IF('DBH-Upgrade'!$K$6='DBH-Upgrade'!$K$8,$CC3609,($BF3595/(($F3595-18)/100))))+((($B3595-18)/100)*$CB3609))*IF($E3595>50,IF($G3595=11,(1-(($E3595-50)*0.005)),IF($G3595=16,(1-(($E3595-50)*0.005)),IF($G3595=21,(1-(($E3595-50)*0.005)),1))),1)*$CE3609,0)))","v":240},{"$f":"IF($B3595>$F3595,0,IF($C3595>$G3595,0,ROUND((((($F3595-$B3595)/100)*IF('DBH-Upgrade'!$K$6='DBH-Upgrade'!$K$8,$CC3609,($BF3595/(($F3595-18)/100))))+((($B3595-18)/100)*$CB3609))*IF($E3595>50,IF($G3595=11,(1-(($E3595-50)*0.005)),IF($G3595=16,(1-(($E3595-50)*0.005)),IF($G3595=21,(1-(($E3595-50)*0.005)),1))),1)*$CD3609,0)))","v":258},{"$f":"IF($B3595>$F3595,0,IF($C3595>$G3595,0,ROUND((((($F3595-$B3595)/100)*IF('DBH-Upgrade'!$K$6='DBH-Upgrade'!$K$8,$CC3609,($BF3595/(($F3595-18)/100))))+((($B3595-18)/100)*$CB3609))*IF($E3595>50,IF($G3595=11,(1-(($E3595-50)*0.005)),IF($G3595=16,(1-(($E3595-50)*0.005)),IF($G3595=21,(1-(($E3595-50)*0.005)),1))),1),0)))","v":341},{"$f":"IF($G3595=10,0.98,IF($G3595=11,0.95,IF($G3595=15,1.01,IF($G3595=16,0.95,IF($G3595=20,0.95,IF($G3595=21,0.85))))))","v":0.85},0.85,0.85,234,251,332,{"$f":"ROUND(AQ3595*3600/(4186*ABS($AT$1-$AT$2)),0)","v":101},{"$f":"ROUND(AR3595*3600/(4186*ABS($AT$1-$AT$2)),0)","v":108},{"$f":"ROUND(AS3595*3600/(4186*ABS($AT$1-$AT$2)),0)","v":143},{"$f":"(($AG3595*(AT3595^$AH3595)*((($F3595-14.4)*$AI3595)/100))+($AJ3595*(AT3595^2)))*0.0098","v":5.9265113382544192E-2},{"$f":"(($AG3595*(AU3595^$AH3595)*((($F3595-14.4)*$AI3595)/100))+($AJ3595*(AU3595^2)))*0.0098","v":6.7598812440726602E-2},{"$f":"(($AG3595*(AV3595^$AH3595)*((($F3595-14.4)*$AI3595)/100))+($AJ3595*(AV3595^2)))*0.0098","v":0.11735087763183506},1.9,5.5,5.9,7.9,null,1807,null,0.8,null,null,0,13.2,15.1,21.85,null,{"$f":"IF(1/(1+((2258*((0.622/((101325/(1*611*EXP(17.27*((($AT$1+$AT$2)/2)/((($AT$1+$AT$2)/2)+237.3))))))-1)*1000-(0.622/((101325/($AV$1*611*EXP(17.27*($AT$3/($AT$3+237.3))))))-1)*1000))/(1005*((($AT$1+$AT$2)/2)-$AT$3))))>1,1,1/(1+((2258*((0.622/((101325/(1*611*EXP(17.27*((($AT$1+$AT$2)/2)/((($AT$1+$AT$2)/2)+237.3))))))-1)*1000-(0.622/((101325/($AV$1*611*EXP(17.27*($AT$3/($AT$3+237.3))))))-1)*1000))/(1005*((($AT$1+$AT$2)/2)-$AT$3)))))","v":1},1,1,234,251,332,null,0,0,0,1,3238,4735,725,75,0.67294243770541662,0.6582099452827469,null,1,1,0.99999999999999978,0.99999999999999978,null,10]
["350902015",{"$f":"'DBH-Upgrade'!$K$8-$CL3606","v":70},15,3,50,90,20,21.5,0,26,30,43.3,1746.4,{"$f":"IF($B3606>$F3606,0,IF($C3606>$G3606,0,ROUND((((($F3606-$B3606)/100)*IF('DBH-Upgrade'!$K$6='DBH-Upgrade'!$K$8,$BZ3620,($BE3606/(($F3606-18)/100))))+((($B3606-18)/100)*$CA3620))*$CE3620,0)))","v":1963},{"$f":"IF($B3606>$F3606,0,IF($C3606>$G3606,0,ROUND((((($F3606-$B3606)/100)*IF('DBH-Upgrade'!$K$6='DBH-Upgrade'!$K$8,$BZ3620,($BE3606/(($F3606-18)/100))))+((($B3606-18)/100)*$CA3620))*$CD3620,0)))","v":2112},{"$f":"IF($B3606>$F3606,0,IF($C3606>$G3606,0,ROUND(((($F3606-$B3606)/100)*IF('DBH-Upgrade'!$K$6='DBH-Upgrade'!$K$8,$BZ3620,($BE3606/(($F3606-18)/100))))+((($B3606-18)/100)*$CA3620),0)))","v":2572},1.5,1.08,1.08,1.08,1746,{"$f":"IF($B3606>$F3606,0,IF($C3606>$G3606,0,ROUND(((($F3606-$B3606)/100)*(IF('DBH-Upgrade'!$K$6='DBH-Upgrade'!$K$8,$BZ3620,($BE3606/(($F3606-18)/100))))*$CH3620)+((($B3606-18)/100)*$CA3620*$CE3620*$CG3620),0)))","v":2072},{"$f":"IF($B3606>$F3606,0,IF($C3606>$G3606,0,ROUND(((($F3606-$B3606)/100)*(IF('DBH-Upgrade'!$K$6='DBH-Upgrade'!$K$8,$BZ3620,($BE3606/(($F3606-18)/100))))*$CH3620)+((($B3606-18)/100)*$CA3620*$CD3620*$CG3620),0)))","v":2194},{"$f":"IF($B3606>$F3606,0,IF($C3606>$G3606,0,ROUND(((($F3606-$B3606)/100)*(IF('DBH-Upgrade'!$K$6='DBH-Upgrade'!$K$8,$BZ3620,($BE3606/(($F3606-18)/100))))*$CH3620)+((($B3606-18)/100)*$CA3620*$CG3620),0)))","v":2572},150,178,189,221,9.3602145888136049E-2,0.13111730494369025,0.14755919496279166,0.20084139859644864,1.2760000000000001E-4,1.7219,2,3.76611E-4,{"$f":"IF($B3606>$F3606,0,IF($C3606>$G3606,0,ROUND((((($F3606-$B3606)/100)*IF('DBH-Upgrade'!$K$6='DBH-Upgrade'!$K$8,$CC3620,($BF3606/(($F3606-18)/100))))+((($B3606-18)/100)*$CB3620))*IF($E3606>50,IF($G3606=11,(1-(($E3606-50)*0.005)),IF($G3606=16,(1-(($E3606-50)*0.005)),IF($G3606=21,(1-(($E3606-50)*0.005)),1))),1)*$CE3620,0)))","v":211},{"$f":"IF($B3606>$F3606,0,IF($C3606>$G3606,0,ROUND((((($F3606-$B3606)/100)*IF('DBH-Upgrade'!$K$6='DBH-Upgrade'!$K$8,$CC3620,($BF3606/(($F3606-18)/100))))+((($B3606-18)/100)*$CB3620))*IF($E3606>50,IF($G3606=11,(1-(($E3606-50)*0.005)),IF($G3606=16,(1-(($E3606-50)*0.005)),IF($G3606=21,(1-(($E3606-50)*0.005)),1))),1)*$CD3620,0)))","v":227},{"$f":"IF($B3606>$F3606,0,IF($C3606>$G3606,0,ROUND((((($F3606-$B3606)/100)*IF('DBH-Upgrade'!$K$6='DBH-Upgrade'!$K$8,$CC3620,($BF3606/(($F3606-18)/100))))+((($B3606-18)/100)*$CB3620))*IF($E3606>50,IF($G3606=11,(1-(($E3606-50)*0.005)),IF($G3606=16,(1-(($E3606-50)*0.005)),IF($G3606=21,(1-(($E3606-50)*0.005)),1))),1),0)))","v":277},0.95,0.95,0.95,199,214,261,86,92,112,3.1348805220849138E-2,3.578949226147609E-2,5.2682479647340047E-2,1.2,5.5,5.9,7.9,null,2183,null,0.8,null,null,0,13.2,15.1,21.85,null,1,1,1,199,214,261,null,0,0,0,1,1615,3238,442,63,0.75555534806492441,0.70383877729866806,null,1,1,0.99999999999999978,0.99999999999999978,null,0]
["3501101015",{"$f":"'DBH-Upgrade'!$K$8-$CL3614","v":70},15,3,50,110,10,11.5,0,26,30,44.1,1065.6000000000001,{"$f":"IF($B3614>$F3614,0,IF($C3614>$G3614,0,ROUND((((($F3614-$B3614)/100)*IF('DBH-Upgrade'!$K$6='DBH-Upgrade'!$K$8,$BZ3628,($BE3614/(($F3614-18)/100))))+((($B3614-18)/100)*$CA3628))*$CE3628,0)))","v":0},{"$f":"IF($B3614>$F3614,0,IF($C3614>$G3614,0,ROUND((((($F3614-$B3614)/100)*IF('DBH-Upgrade'!$K$6='DBH-Upgrade'!$K$8,$BZ3628,($BE3614/(($F3614-18)/100))))+((($B3614-18)/100)*$CA3628))*$CD3628,0)))","v":0},{"$f":"IF($B3614>$F3614,0,IF($C3614>$G3614,0,ROUND(((($F3614-$B3614)/100)*IF('DBH-Upgrade'!$K$6='DBH-Upgrade'!$K$8,$BZ3628,($BE3614/(($F3614-18)/100))))+((($B3614-18)/100)*$CA3628),0)))","v":0},1.5,1.08,1.08,1.08,1066,{"$f":"IF($B3614>$F3614,0,IF($C3614>$G3614,0,ROUND(((($F3614-$B3614)/100)*(IF('DBH-Upgrade'!$K$6='DBH-Upgrade'!$K$8,$BZ3628,($BE3614/(($F3614-18)/100))))*$CH3628)+((($B3614-18)/100)*$CA3628*$CE3628*$CG3628),0)))","v":0},{"$f":"IF($B3614>$F3614,0,IF($C3614>$G3614,0,ROUND(((($F3614-$B3614)/100)*(IF('DBH-Upgrade'!$K$6='DBH-Upgrade'!$K$8,$BZ3628,($BE3614/(($F3614-18)/100))))*$CH3628)+((($B3614-18)/100)*$CA3628*$CD3628*$CG3628),0)))","v":0},{"$f":"IF($B3614>$F3614,0,IF($C3614>$G3614,0,ROUND(((($F3614-$B3614)/100)*(IF('DBH-Upgrade'!$K$6='DBH-Upgrade'!$K$8,$BZ3628,($BE3614/(($F3614-18)/100))))*$CH3628)+((($B3614-18)/100)*$CA3628*$CG3628),0)))","v":0},92,0,0,0,4.9427920932313511E-2,0,0,0,3.969E-4,1.7345999999999999,2,3.6734700000000002E-4,{"$f":"IF($B3614>$F3614,0,IF($C3614>$G3614,0,ROUND((((($F3614-$B3614)/100)*IF('DBH-Upgrade'!$K$6='DBH-Upgrade'!$K$8,$CC3628,($BF3614/(($F3614-18)/100))))+((($B3614-18)/100)*$CB3628))*IF($E3614>50,IF($G3614=11,(1-(($E3614-50)*0.005)),IF($G3614=16,(1-(($E3614-50)*0.005)),IF($G3614=21,(1-(($E3614-50)*0.005)),1))),1)*$CE3628,0)))","v":0},{"$f":"IF($B3614>$F3614,0,IF($C3614>$G3614,0,ROUND((((($F3614-$B3614)/100)*IF('DBH-Upgrade'!$K$6='DBH-Upgrade'!$K$8,$CC3628,($BF3614/(($F3614-18)/100))))+((($B3614-18)/100)*$CB3628))*IF($E3614>50,IF($G3614=11,(1-(($E3614-50)*0.005)),IF($G3614=16,(1-(($E3614-50)*0.005)),IF($G3614=21,(1-(($E3614-50)*0.005)),1))),1)*$CD3628,0)))","v":0},{"$f":"IF($B3614>$F3614,0,IF($C3614>$G3614,0,ROUND((((($F3614-$B3614)/100)*IF('DBH-Upgrade'!$K$6='DBH-Upgrade'!$K$8,$CC3628,($BF3614/(($F3614-18)/100))))+((($B3614-18)/100)*$CB3628))*IF($E3614>50,IF($G3614=11,(1-(($E3614-50)*0.005)),IF($G3614=16,(1-(($E3614-50)*0.005)),IF($G3614=21,(1-(($E3614-50)*0.005)),1))),1),0)))","v":0},0.98,0.98,0.98,0,0,0,0,0,0,0,0,0,0.7,5.5,5.9,7.9,null,1184,null,0.9,null,null,0,13.2,15.1,21.85,null,1,1,1,0,0,0,null,0,0,0,1,2298,4062,502,78,0.82845886137907021,0.77133936020072458,null,1,1,0.99999999999999978,0.99999999999999978,null,0]
["3501102115",{"$f":"'DBH-Upgrade'!$K$8-$CL3619","v":60},15,3,50,110,21,21.5,0,26,30,44.1,2272,{"$f":"IF($B3619>$F3619,0,IF($C3619>$G3619,0,ROUND((((($F3619-$B3619)/100)*IF('DBH-Upgrade'!$K$6='DBH-Upgrade'!$K$8,$BZ3633,($BE3619/(($F3619-18)/100))))+((($B3619-18)/100)*$CA3633))*$CE3633,0)))","v":2578},{"$f":"IF($B3619>$F3619,0,IF($C3619>$G3619,0,ROUND((((($F3619-$B3619)/100)*IF('DBH-Upgrade'!$K$6='DBH-Upgrade'!$K$8,$BZ3633,($BE3619/(($F3619-18)/100))))+((($B3619-18)/100)*$CA3633))*$CD3633,0)))","v":2761},{"$f":"IF($B3619>$F3619,0,IF($C3619>$G3619,0,ROUND(((($F3619-$B3619)/100)*IF('DBH-Upgrade'!$K$6='DBH-Upgrade'!$K$8,$BZ3633,($BE3619/(($F3619-18)/100))))+((($B3619-18)/100)*$CA3633),0)))","v":3806},1.5,1.05,1.05,1.05,2272,{"$f":"IF($B3619>$F3619,0,IF($C3619>$G3619,0,ROUND(((($F3619-$B3619)/100)*(IF('DBH-Upgrade'!$K$6='DBH-Upgrade'!$K$8,$BZ3633,($BE3619/(($F3619-18)/100))))*$CH3633)+((($B3619-18)/100)*$CA3633*$CE3633*$CG3633),0)))","v":2980},{"$f":"IF($B3619>$F3619,0,IF($C3619>$G3619,0,ROUND(((($F3619-$B3619)/100)*(IF('DBH-Upgrade'!$K$6='DBH-Upgrade'!$K$8,$BZ3633,($BE3619/(($F3619-18)/100))))*$CH3633)+((($B3619-18)/100)*$CA3633*$CD3633*$CG3633),0)))","v":3102},{"$f":"IF($B3619>$F3619,0,IF($C3619>$G3619,0,ROUND(((($F3619-$B3619)/100)*(IF('DBH-Upgrade'!$K$6='DBH-Upgrade'!$K$8,$BZ3633,($BE3619/(($F3619-18)/100))))*$CH3633)+((($B3619-18)/100)*$CA3633*$CG3633),0)))","v":3806},195,256,267,327,0.23357150924011313,0.39728842507071593,0.43131564924613441,0.64102009569515583,1.2760000000000001E-4,1.7219,4,5.1420100000000005E-4,{"$f":"IF($B3619>$F3619,0,IF($C3619>$G3619,0,ROUND((((($F3619-$B3619)/100)*IF('DBH-Upgrade'!$K$6='DBH-Upgrade'!$K$8,$CC3633,($BF3619/(($F3619-18)/100))))+((($B3619-18)/100)*$CB3633))*IF($E3619>50,IF($G3619=11,(1-(($E3619-50)*0.005)),IF($G3619=16,(1-(($E3619-50)*0.005)),IF($G3619=21,(1-(($E3619-50)*0.005)),1))),1)*$CE3633,0)))","v":256},{"$f":"IF($B3619>$F3619,0,IF($C3619>$G3619,0,ROUND((((($F3619-$B3619)/100)*IF('DBH-Upgrade'!$K$6='DBH-Upgrade'!$K$8,$CC3633,($BF3619/(($F3619-18)/100))))+((($B3619-18)/100)*$CB3633))*IF($E3619>50,IF($G3619=11,(1-(($E3619-50)*0.005)),IF($G3619=16,(1-(($E3619-50)*0.005)),IF($G3619=21,(1-(($E3619-50)*0.005)),1))),1)*$CD3633,0)))","v":274},{"$f":"IF($B3619>$F3619,0,IF($C3619>$G3619,0,ROUND((((($F3619-$B3619)/100)*IF('DBH-Upgrade'!$K$6='DBH-Upgrade'!$K$8,$CC3633,($BF3619/(($F3619-18)/100))))+((($B3619-18)/100)*$CB3633))*IF($E3619>50,IF($G3619=11,(1-(($E3619-50)*0.005)),IF($G3619=16,(1-(($E3619-50)*0.005)),IF($G3619=21,(1-(($E3619-50)*0.005)),1))),1),0)))","v":378},0.85,0.85,0.85,225,241,332,97,104,143,6.0020697568610726E-2,6.8717923356743038E-2,0.12764216856106889,2.9,5.5,5.9,7.9,null,2840,null,0.8,null,null,0,13.2,15.1,21.85,null,1,1,1,225,241,332,null,0,0,0,1,3238,4735,725,75,0.73429802939744349,0.68540112539231846,null,1,1,0.99999999999999978,0.99999999999999978,null,10]
["3501401015",{"$f":"'DBH-Upgrade'!$K$8-$CL3626","v":70},15,3,50,140,10,11.5,0,26,30,45.4,1355.4,{"$f":"IF($B3626>$F3626,0,IF($C3626>$G3626,0,ROUND((((($F3626-$B3626)/100)*IF('DBH-Upgrade'!$K$6='DBH-Upgrade'!$K$8,$BZ3640,($BE3626/(($F3626-18)/100))))+((($B3626-18)/100)*$CA3640))*$CE3640,0)))","v":0},{"$f":"IF($B3626>$F3626,0,IF($C3626>$G3626,0,ROUND((((($F3626-$B3626)/100)*IF('DBH-Upgrade'!$K$6='DBH-Upgrade'!$K$8,$BZ3640,($BE3626/(($F3626-18)/100))))+((($B3626-18)/100)*$CA3640))*$CD3640,0)))","v":0},{"$f":"IF($B3626>$F3626,0,IF($C3626>$G3626,0,ROUND(((($F3626-$B3626)/100)*IF('DBH-Upgrade'!$K$6='DBH-Upgrade'!$K$8,$BZ3640,($BE3626/(($F3626-18)/100))))+((($B3626-18)/100)*$CA3640),0)))","v":0},1.5,1.08,1.08,1.08,1355,{"$f":"IF($B3626>$F3626,0,IF($C3626>$G3626,0,ROUND(((($F3626-$B3626)/100)*(IF('DBH-Upgrade'!$K$6='DBH-Upgrade'!$K$8,$BZ3640,($BE3626/(($F3626-18)/100))))*$CH3640)+((($B3626-18)/100)*$CA3640*$CE3640*$CG3640),0)))","v":0},{"$f":"IF($B3626>$F3626,0,IF($C3626>$G3626,0,ROUND(((($F3626-$B3626)/100)*(IF('DBH-Upgrade'!$K$6='DBH-Upgrade'!$K$8,$BZ3640,($BE3626/(($F3626-18)/100))))*$CH3640)+((($B3626-18)/100)*$CA3640*$CD3640*$CG3640),0)))","v":0},{"$f":"IF($B3626>$F3626,0,IF($C3626>$G3626,0,ROUND(((($F3626-$B3626)/100)*(IF('DBH-Upgrade'!$K$6='DBH-Upgrade'!$K$8,$BZ3640,($BE3626/(($F3626-18)/100))))*$CH3640)+((($B3626-18)/100)*$CA3640*$CG3640),0)))","v":0},117,0,0,0,8.7072593522862174E-2,0,0,0,3.969E-4,1.7345999999999999,2,3.6734700000000002E-4,{"$f":"IF($B3626>$F3626,0,IF($C3626>$G3626,0,ROUND((((($F3626-$B3626)/100)*IF('DBH-Upgrade'!$K$6='DBH-Upgrade'!$K$8,$CC3640,($BF3626/(($F3626-18)/100))))+((($B3626-18)/100)*$CB3640))*IF($E3626>50,IF($G3626=11,(1-(($E3626-50)*0.005)),IF($G3626=16,(1-(($E3626-50)*0.005)),IF($G3626=21,(1-(($E3626-50)*0.005)),1))),1)*$CE3640,0)))","v":0},{"$f":"IF($B3626>$F3626,0,IF($C3626>$G3626,0,ROUND((((($F3626-$B3626)/100)*IF('DBH-Upgrade'!$K$6='DBH-Upgrade'!$K$8,$CC3640,($BF3626/(($F3626-18)/100))))+((($B3626-18)/100)*$CB3640))*IF($E3626>50,IF($G3626=11,(1-(($E3626-50)*0.005)),IF($G3626=16,(1-(($E3626-50)*0.005)),IF($G3626=21,(1-(($E3626-50)*0.005)),1))),1)*$CD3640,0)))","v":0},{"$f":"IF($B3626>$F3626,0,IF($C3626>$G3626,0,ROUND((((($F3626-$B3626)/100)*IF('DBH-Upgrade'!$K$6='DBH-Upgrade'!$K$8,$CC3640,($BF3626/(($F3626-18)/100))))+((($B3626-18)/100)*$CB3640))*IF($E3626>50,IF($G3626=11,(1-(($E3626-50)*0.005)),IF($G3626=16,(1-(($E3626-50)*0.005)),IF($G3626=21,(1-(($E3626-50)*0.005)),1))),1),0)))","v":0},0.98,0.98,0.98,0,0,0,0,0,0,0,0,0,0.9,5.5,5.9,7.9,null,1506,null,0.9,null,null,0,13.2,15.1,21.85,null,1,1,1,0,0,0,null,0,0,0,1,2298,4062,502,78,0.81466996609637188,0.75619868948084668,null,1,1,0.99999999999999978,0.99999999999999978,null,0]
["3501601515",{"$f":"'DBH-Upgrade'!$K$8-$CL3634","v":70},15,3,50,160,15,16.5,0,26,30,46.4,2219.2000000000003,{"$f":"IF($B3634>$F3634,0,IF($C3634>$G3634,0,ROUND((((($F3634-$B3634)/100)*IF('DBH-Upgrade'!$K$6='DBH-Upgrade'!$K$8,$BZ3648,($BE3634/(($F3634-18)/100))))+((($B3634-18)/100)*$CA3648))*$CE3648,0)))","v":2061},{"$f":"IF($B3634>$F3634,0,IF($C3634>$G3634,0,ROUND((((($F3634-$B3634)/100)*IF('DBH-Upgrade'!$K$6='DBH-Upgrade'!$K$8,$BZ3648,($BE3634/(($F3634-18)/100))))+((($B3634-18)/100)*$CA3648))*$CD3648,0)))","v":2201},{"$f":"IF($B3634>$F3634,0,IF($C3634>$G3634,0,ROUND(((($F3634-$B3634)/100)*IF('DBH-Upgrade'!$K$6='DBH-Upgrade'!$K$8,$BZ3648,($BE3634/(($F3634-18)/100))))+((($B3634-18)/100)*$CA3648),0)))","v":3137},1.5,1.08,1.08,1.08,2219,{"$f":"IF($B3634>$F3634,0,IF($C3634>$G3634,0,ROUND(((($F3634-$B3634)/100)*(IF('DBH-Upgrade'!$K$6='DBH-Upgrade'!$K$8,$BZ3648,($BE3634/(($F3634-18)/100))))*$CH3648)+((($B3634-18)/100)*$CA3648*$CE3648*$CG3648),0)))","v":2560},{"$f":"IF($B3634>$F3634,0,IF($C3634>$G3634,0,ROUND(((($F3634-$B3634)/100)*(IF('DBH-Upgrade'!$K$6='DBH-Upgrade'!$K$8,$BZ3648,($BE3634/(($F3634-18)/100))))*$CH3648)+((($B3634-18)/100)*$CA3648*$CD3648*$CG3648),0)))","v":2635},{"$f":"IF($B3634>$F3634,0,IF($C3634>$G3634,0,ROUND(((($F3634-$B3634)/100)*(IF('DBH-Upgrade'!$K$6='DBH-Upgrade'!$K$8,$BZ3648,($BE3634/(($F3634-18)/100))))*$CH3648)+((($B3634-18)/100)*$CA3648*$CG3648),0)))","v":3137},191,220,227,270,0.21599740399007253,0.28398443453140393,0.30174864600973778,0.42236240265801678,2.0829999999999999E-4,1.724,2,4.6182900000000003E-4,{"$f":"IF($B3634>$F3634,0,IF($C3634>$G3634,0,ROUND((((($F3634-$B3634)/100)*IF('DBH-Upgrade'!$K$6='DBH-Upgrade'!$K$8,$CC3648,($BF3634/(($F3634-18)/100))))+((($B3634-18)/100)*$CB3648))*IF($E3634>50,IF($G3634=11,(1-(($E3634-50)*0.005)),IF($G3634=16,(1-(($E3634-50)*0.005)),IF($G3634=21,(1-(($E3634-50)*0.005)),1))),1)*$CE3648,0)))","v":188},{"$f":"IF($B3634>$F3634,0,IF($C3634>$G3634,0,ROUND((((($F3634-$B3634)/100)*IF('DBH-Upgrade'!$K$6='DBH-Upgrade'!$K$8,$CC3648,($BF3634/(($F3634-18)/100))))+((($B3634-18)/100)*$CB3648))*IF($E3634>50,IF($G3634=11,(1-(($E3634-50)*0.005)),IF($G3634=16,(1-(($E3634-50)*0.005)),IF($G3634=21,(1-(($E3634-50)*0.005)),1))),1)*$CD3648,0)))","v":201},{"$f":"IF($B3634>$F3634,0,IF($C3634>$G3634,0,ROUND((((($F3634-$B3634)/100)*IF('DBH-Upgrade'!$K$6='DBH-Upgrade'!$K$8,$CC3648,($BF3634/(($F3634-18)/100))))+((($B3634-18)/100)*$CB3648))*IF($E3634>50,IF($G3634=11,(1-(($E3634-50)*0.005)),IF($G3634=16,(1-(($E3634-50)*0.005)),IF($G3634=21,(1-(($E3634-50)*0.005)),1))),1),0)))","v":287},1.01,1.01,1.01,151,161,230,65,69,99,2.705743924628249E-2,3.0343870999387942E-2,6.0748690196312662E-2,1.6,5.5,5.9,7.9,null,2774,null,0.8,null,null,0,13.2,15.1,21.85,null,1,1,1,151,161,230,null,0,0,0,1,{"$error":"#VALUE!"},0,0,{"$error":"#VALUE!"},0.80301038786259926,0.74330306539663082,null,1,1,0.99999999999999978,0.99999999999999978,null,0]
["3501801115",{"$f":"'DBH-Upgrade'!$K$8-$CL3639","v":70},15,3,50,180,11,11.5,0,26,30,46.4,1696.6000000000001,{"$f":"IF($B3639>$F3639,0,IF($C3639>$G3639,0,ROUND((((($F3639-$B3639)/100)*IF('DBH-Upgrade'!$K$6='DBH-Upgrade'!$K$8,$BZ3653,($BE3639/(($F3639-18)/100))))+((($B3639-18)/100)*$CA3653))*$CE3653,0)))","v":0},{"$f":"IF($B3639>$F3639,0,IF($C3639>$G3639,0,ROUND((((($F3639-$B3639)/100)*IF('DBH-Upgrade'!$K$6='DBH-Upgrade'!$K$8,$BZ3653,($BE3639/(($F3639-18)/100))))+((($B3639-18)/100)*$CA3653))*$CD3653,0)))","v":0},{"$f":"IF($B3639>$F3639,0,IF($C3639>$G3639,0,ROUND(((($F3639-$B3639)/100)*IF('DBH-Upgrade'!$K$6='DBH-Upgrade'!$K$8,$BZ3653,($BE3639/(($F3639-18)/100))))+((($B3639-18)/100)*$CA3653),0)))","v":0},1.5,1.1000000000000001,1.1000000000000001,1.1000000000000001,1697,{"$f":"IF($B3639>$F3639,0,IF($C3639>$G3639,0,ROUND(((($F3639-$B3639)/100)*(IF('DBH-Upgrade'!$K$6='DBH-Upgrade'!$K$8,$BZ3653,($BE3639/(($F3639-18)/100))))*$CH3653)+((($B3639-18)/100)*$CA3653*$CE3653*$CG3653),0)))","v":0},{"$f":"IF($B3639>$F3639,0,IF($C3639>$G3639,0,ROUND(((($F3639-$B3639)/100)*(IF('DBH-Upgrade'!$K$6='DBH-Upgrade'!$K$8,$BZ3653,($BE3639/(($F3639-18)/100))))*$CH3653)+((($B3639-18)/100)*$CA3653*$CD3653*$CG3653),0)))","v":0},{"$f":"IF($B3639>$F3639,0,IF($C3639>$G3639,0,ROUND(((($F3639-$B3639)/100)*(IF('DBH-Upgrade'!$K$6='DBH-Upgrade'!$K$8,$BZ3653,($BE3639/(($F3639-18)/100))))*$CH3653)+((($B3639-18)/100)*$CA3653*$CG3653),0)))","v":0},146,0,0,0,0.26629038547766104,0,0,0,3.969E-4,1.7345999999999999,4,5.7428799999999995E-4,{"$f":"IF($B3639>$F3639,0,IF($C3639>$G3639,0,ROUND((((($F3639-$B3639)/100)*IF('DBH-Upgrade'!$K$6='DBH-Upgrade'!$K$8,$CC3653,($BF3639/(($F3639-18)/100))))+((($B3639-18)/100)*$CB3653))*IF($E3639>50,IF($G3639=11,(1-(($E3639-50)*0.005)),IF($G3639=16,(1-(($E3639-50)*0.005)),IF($G3639=21,(1-(($E3639-50)*0.005)),1))),1)*$CE3653,0)))","v":0},{"$f":"IF($B3639>$F3639,0,IF($C3639>$G3639,0,ROUND((((($F3639-$B3639)/100)*IF('DBH-Upgrade'!$K$6='DBH-Upgrade'!$K$8,$CC3653,($BF3639/(($F3639-18)/100))))+((($B3639-18)/100)*$CB3653))*IF($E3639>50,IF($G3639=11,(1-(($E3639-50)*0.005)),IF($G3639=16,(1-(($E3639-50)*0.005)),IF($G3639=21,(1-(($E3639-50)*0.005)),1))),1)*$CD3653,0)))","v":0},{"$f":"IF($B3639>$F3639,0,IF($C3639>$G3639,0,ROUND((((($F3639-$B3639)/100)*IF('DBH-Upgrade'!$K$6='DBH-Upgrade'!$K$8,$CC3653,($BF3639/(($F3639-18)/100))))+((($B3639-18)/100)*$CB3653))*IF($E3639>50,IF($G3639=11,(1-(($E3639-50)*0.005)),IF($G3639=16,(1-(($E3639-50)*0.005)),IF($G3639=21,(1-(($E3639-50)*0.005)),1))),1),0)))","v":0},0.95,0.95,0.95,0,0,0,0,0,0,0,0,0,2.4,5.5,5.9,7.9,null,2495,null,0.68,null,null,0,13.2,15.1,21.85,null,1,1,1,0,0,0,null,0,0,0,1,2489,6098,791,92,0.71879122259285499,0.67122872584611504,null,1,1,0.99999999999999978,0.99999999999999978,null,0]
["3502001615",{"$f":"'DBH-Upgrade'!$K$8-$CL3647","v":70},15,3,50,200,16,16.5,0,26,30,47.1,2581.2800000000002,{"$f":"IF($B3647>$F3647,0,IF($C3647>$G3647,0,ROUND((((($F3647-$B3647)/100)*IF('DBH-Upgrade'!$K$6='DBH-Upgrade'!$K$8,$BZ3661,($BE3647/(($F3647-18)/100))))+((($B3647-18)/100)*$CA3661))*$CE3661,0)))","v":4387},{"$f":"IF($B3647>$F3647,0,IF($C3647>$G3647,0,ROUND((((($F3647-$B3647)/100)*IF('DBH-Upgrade'!$K$6='DBH-Upgrade'!$K$8,$BZ3661,($BE3647/(($F3647-18)/100))))+((($B3647-18)/100)*$CA3661))*$CD3661,0)))","v":4623},{"$f":"IF($B3647>$F3647,0,IF($C3647>$G3647,0,ROUND(((($F3647-$B3647)/100)*IF('DBH-Upgrade'!$K$6='DBH-Upgrade'!$K$8,$BZ3661,($BE3647/(($F3647-18)/100))))+((($B3647-18)/100)*$CA3661),0)))","v":6672},1.5,1.1000000000000001,1.1000000000000001,1.1000000000000001,2581,{"$f":"IF($B3647>$F3647,0,IF($C3647>$G3647,0,ROUND(((($F3647-$B3647)/100)*(IF('DBH-Upgrade'!$K$6='DBH-Upgrade'!$K$8,$BZ3661,($BE3647/(($F3647-18)/100))))*$CH3661)+((($B3647-18)/100)*$CA3661*$CE3661*$CG3661),0)))","v":5829},{"$f":"IF($B3647>$F3647,0,IF($C3647>$G3647,0,ROUND(((($F3647-$B3647)/100)*(IF('DBH-Upgrade'!$K$6='DBH-Upgrade'!$K$8,$BZ3661,($BE3647/(($F3647-18)/100))))*$CH3661)+((($B3647-18)/100)*$CA3661*$CD3661*$CG3661),0)))","v":5916},{"$f":"IF($B3647>$F3647,0,IF($C3647>$G3647,0,ROUND(((($F3647-$B3647)/100)*(IF('DBH-Upgrade'!$K$6='DBH-Upgrade'!$K$8,$BZ3661,($BE3647/(($F3647-18)/100))))*$CH3661)+((($B3647-18)/100)*$CA3661*$CG3661),0)))","v":6672},222,501,509,574,0.84083505339440379,4.1100407284765366,4.2392671295629345,5.3619534236907409,2.0829999999999999E-4,1.724,4,1.392796E-3,{"$f":"IF($B3647>$F3647,0,IF($C3647>$G3647,0,ROUND((((($F3647-$B3647)/100)*IF('DBH-Upgrade'!$K$6='DBH-Upgrade'!$K$8,$CC3661,($BF3647/(($F3647-18)/100))))+((($B3647-18)/100)*$CB3661))*IF($E3647>50,IF($G3647=11,(1-(($E3647-50)*0.005)),IF($G3647=16,(1-(($E3647-50)*0.005)),IF($G3647=21,(1-(($E3647-50)*0.005)),1))),1)*$CE3661,0)))","v":312},{"$f":"IF($B3647>$F3647,0,IF($C3647>$G3647,0,ROUND((((($F3647-$B3647)/100)*IF('DBH-Upgrade'!$K$6='DBH-Upgrade'!$K$8,$CC3661,($BF3647/(($F3647-18)/100))))+((($B3647-18)/100)*$CB3661))*IF($E3647>50,IF($G3647=11,(1-(($E3647-50)*0.005)),IF($G3647=16,(1-(($E3647-50)*0.005)),IF($G3647=21,(1-(($E3647-50)*0.005)),1))),1)*$CD3661,0)))","v":329},{"$f":"IF($B3647>$F3647,0,IF($C3647>$G3647,0,ROUND((((($F3647-$B3647)/100)*IF('DBH-Upgrade'!$K$6='DBH-Upgrade'!$K$8,$CC3661,($BF3647/(($F3647-18)/100))))+((($B3647-18)/100)*$CB3661))*IF($E3647>50,IF($G3647=11,(1-(($E3647-50)*0.005)),IF($G3647=16,(1-(($E3647-50)*0.005)),IF($G3647=21,(1-(($E3647-50)*0.005)),1))),1),0)))","v":475},0.95,0.95,0.95,248,261,377,107,112,162,0.20404811687786206,0.22290792269180587,0.45588397642057166,4,5.5,5.9,7.9,null,3796,null,0.68,null,null,0,13.2,15.1,21.85,null,1,1,1,248,261,377,null,0,0,0,1,{"$error":"#VALUE!"},0,0,{"$error":"#VALUE!"},0.78402243332267385,0.72223627558039949,null,1,1,0.99999999999999978,0.99999999999999978,null,0]
["3502201115",{"$f":"'DBH-Upgrade'!$K$8-$CL3651","v":70},15,3,50,220,11,11.5,0,26,30,47.8,2073.3200000000002,{"$f":"IF($B3651>$F3651,0,IF($C3651>$G3651,0,ROUND((((($F3651-$B3651)/100)*IF('DBH-Upgrade'!$K$6='DBH-Upgrade'!$K$8,$BZ3665,($BE3651/(($F3651-18)/100))))+((($B3651-18)/100)*$CA3665))*$CE3665,0)))","v":0},{"$f":"IF($B3651>$F3651,0,IF($C3651>$G3651,0,ROUND((((($F3651-$B3651)/100)*IF('DBH-Upgrade'!$K$6='DBH-Upgrade'!$K$8,$BZ3665,($BE3651/(($F3651-18)/100))))+((($B3651-18)/100)*$CA3665))*$CD3665,0)))","v":0},{"$f":"IF($B3651>$F3651,0,IF($C3651>$G3651,0,ROUND(((($F3651-$B3651)/100)*IF('DBH-Upgrade'!$K$6='DBH-Upgrade'!$K$8,$BZ3665,($BE3651/(($F3651-18)/100))))+((($B3651-18)/100)*$CA3665),0)))","v":0},1.5,1.1000000000000001,1.1000000000000001,1.1000000000000001,2073,{"$f":"IF($B3651>$F3651,0,IF($C3651>$G3651,0,ROUND(((($F3651-$B3651)/100)*(IF('DBH-Upgrade'!$K$6='DBH-Upgrade'!$K$8,$BZ3665,($BE3651/(($F3651-18)/100))))*$CH3665)+((($B3651-18)/100)*$CA3665*$CE3665*$CG3665),0)))","v":0},{"$f":"IF($B3651>$F3651,0,IF($C3651>$G3651,0,ROUND(((($F3651-$B3651)/100)*(IF('DBH-Upgrade'!$K$6='DBH-Upgrade'!$K$8,$BZ3665,($BE3651/(($F3651-18)/100))))*$CH3665)+((($B3651-18)/100)*$CA3665*$CD3665*$CG3665),0)))","v":0},{"$f":"IF($B3651>$F3651,0,IF($C3651>$G3651,0,ROUND(((($F3651-$B3651)/100)*(IF('DBH-Upgrade'!$K$6='DBH-Upgrade'!$K$8,$BZ3665,($BE3651/(($F3651-18)/100))))*$CH3665)+((($B3651-18)/100)*$CA3665*$CG3665),0)))","v":0},178,0,0,0,0.43451217783500756,0,0,0,3.969E-4,1.7345999999999999,4,5.7428799999999995E-4,{"$f":"IF($B3651>$F3651,0,IF($C3651>$G3651,0,ROUND((((($F3651-$B3651)/100)*IF('DBH-Upgrade'!$K$6='DBH-Upgrade'!$K$8,$CC3665,($BF3651/(($F3651-18)/100))))+((($B3651-18)/100)*$CB3665))*IF($E3651>50,IF($G3651=11,(1-(($E3651-50)*0.005)),IF($G3651=16,(1-(($E3651-50)*0.005)),IF($G3651=21,(1-(($E3651-50)*0.005)),1))),1)*$CE3665,0)))","v":0},{"$f":"IF($B3651>$F3651,0,IF($C3651>$G3651,0,ROUND((((($F3651-$B3651)/100)*IF('DBH-Upgrade'!$K$6='DBH-Upgrade'!$K$8,$CC3665,($BF3651/(($F3651-18)/100))))+((($B3651-18)/100)*$CB3665))*IF($E3651>50,IF($G3651=11,(1-(($E3651-50)*0.005)),IF($G3651=16,(1-(($E3651-50)*0.005)),IF($G3651=21,(1-(($E3651-50)*0.005)),1))),1)*$CD3665,0)))","v":0},{"$f":"IF($B3651>$F3651,0,IF($C3651>$G3651,0,ROUND((((($F3651-$B3651)/100)*IF('DBH-Upgrade'!$K$6='DBH-Upgrade'!$K$8,$CC3665,($BF3651/(($F3651-18)/100))))+((($B3651-18)/100)*$CB3665))*IF($E3651>50,IF($G3651=11,(1-(($E3651-50)*0.005)),IF($G3651=16,(1-(($E3651-50)*0.005)),IF($G3651=21,(1-(($E3651-50)*0.005)),1))),1),0)))","v":0},0.95,0.95,0.95,0,0,0,0,0,0,0,0,0,2.9,5.5,5.9,7.9,null,3049,null,0.68,null,null,0,13.2,15.1,21.85,null,1,1,1,0,0,0,null,0,0,0,1,2489,6098,791,92,0.70153112340864476,0.65706930534609798,null,1,1,0.99999999999999978,0.99999999999999978,null,0]
["3502401615",{"$f":"'DBH-Upgrade'!$K$8-$CL3659","v":70},15,3,50,240,16,16.5,0,26,30,48.1,3097.4,{"$f":"IF($B3659>$F3659,0,IF($C3659>$G3659,0,ROUND((((($F3659-$B3659)/100)*IF('DBH-Upgrade'!$K$6='DBH-Upgrade'!$K$8,$BZ3673,($BE3659/(($F3659-18)/100))))+((($B3659-18)/100)*$CA3673))*$CE3673,0)))","v":5242},{"$f":"IF($B3659>$F3659,0,IF($C3659>$G3659,0,ROUND((((($F3659-$B3659)/100)*IF('DBH-Upgrade'!$K$6='DBH-Upgrade'!$K$8,$BZ3673,($BE3659/(($F3659-18)/100))))+((($B3659-18)/100)*$CA3673))*$CD3673,0)))","v":5433},{"$f":"IF($B3659>$F3659,0,IF($C3659>$G3659,0,ROUND(((($F3659-$B3659)/100)*IF('DBH-Upgrade'!$K$6='DBH-Upgrade'!$K$8,$BZ3673,($BE3659/(($F3659-18)/100))))+((($B3659-18)/100)*$CA3673),0)))","v":7967},1.5,1.1000000000000001,1.1000000000000001,1.1000000000000001,{"$f":"ROUND(M3659*POWER((($S$1-$S$2)/LN(($S$1-$S$3)/($S$2-$S$3)))/((75-65)/LN((75-20)/(65-20))),Q3659),0)","v":3097},{"$f":"IF($B3659>$F3659,0,IF($C3659>$G3659,0,ROUND(((($F3659-$B3659)/100)*(IF('DBH-Upgrade'!$K$6='DBH-Upgrade'!$K$8,$BZ3673,($BE3659/(($F3659-18)/100))))*$CH3673)+((($B3659-18)/100)*$CA3673*$CE3673*$CG3673),0)))","v":7125},{"$f":"IF($B3659>$F3659,0,IF($C3659>$G3659,0,ROUND(((($F3659-$B3659)/100)*(IF('DBH-Upgrade'!$K$6='DBH-Upgrade'!$K$8,$BZ3673,($BE3659/(($F3659-18)/100))))*$CH3673)+((($B3659-18)/100)*$CA3673*$CD3673*$CG3673),0)))","v":7184},{"$f":"IF($B3659>$F3659,0,IF($C3659>$G3659,0,ROUND(((($F3659-$B3659)/100)*(IF('DBH-Upgrade'!$K$6='DBH-Upgrade'!$K$8,$BZ3673,($BE3659/(($F3659-18)/100))))*$CH3673)+((($B3659-18)/100)*$CA3673*$CG3673),0)))","v":7967},{"$f":"ROUND(U3659*3600/(4186*ABS($S$1-$S$2)),0)","v":266},{"$f":"ROUND(V3659*3600/(4186*ABS($S$1-$S$2)),0)","v":613},{"$f":"ROUND(W3659*3600/(4186*ABS($S$1-$S$2)),0)","v":618},{"$f":"ROUND(X3659*3600/(4186*ABS($S$1-$S$2)),0)","v":685},{"$f":"(($AG3659*(Y3659^$AH3659)*((($F3659-14.4)*$AI3659)/100))+($AJ3659*(Y3659^2)))*0.0098","v":1.2449094827936957},{"$f":"(($AG3659*(Z3659^$AH3659)*((($F3659-14.4)*$AI3659)/100))+($AJ3659*(Z3659^2)))*0.0098","v":6.30634648365535},{"$f":"(($AG3659*(AA3659^$AH3659)*((($F3659-14.4)*$AI3659)/100))+($AJ3659*(AA3659^2)))*0.0098","v":6.4069629221027355},{"$f":"(($AG3659*(AB3659^$AH3659)*((($F3659-14.4)*$AI3659)/100))+($AJ3659*(AB3659^2)))*0.0098","v":7.8303953341018318},2.0829999999999999E-4,1.724,4,1.392796E-3,{"$f":"IF($B3659>$F3659,0,IF($C3659>$G3659,0,ROUND((((($F3659-$B3659)/100)*IF('DBH-Upgrade'!$K$6='DBH-Upgrade'!$K$8,$CC3673,($BF3659/(($F3659-18)/100))))+((($B3659-18)/100)*$CB3673))*IF($E3659>50,IF($G3659=11,(1-(($E3659-50)*0.005)),IF($G3659=16,(1-(($E3659-50)*0.005)),IF($G3659=21,(1-(($E3659-50)*0.005)),1))),1)*$CE3673,0)))","v":332},{"$f":"IF($B3659>$F3659,0,IF($C3659>$G3659,0,ROUND((((($F3659-$B3659)/100)*IF('DBH-Upgrade'!$K$6='DBH-Upgrade'!$K$8,$CC3673,($BF3659/(($F3659-18)/100))))+((($B3659-18)/100)*$CB3673))*IF($E3659>50,IF($G3659=11,(1-(($E3659-50)*0.005)),IF($G3659=16,(1-(($E3659-50)*0.005)),IF($G3659=21,(1-(($E3659-50)*0.005)),1))),1)*$CD3673,0)))","v":344},{"$f":"IF($B3659>$F3659,0,IF($C3659>$G3659,0,ROUND((((($F3659-$B3659)/100)*IF('DBH-Upgrade'!$K$6='DBH-Upgrade'!$K$8,$CC3673,($BF3659/(($F3659-18)/100))))+((($B3659-18)/100)*$CB3673))*IF($E3659>50,IF($G3659=11,(1-(($E3659-50)*0.005)),IF($G3659=16,(1-(($E3659-50)*0.005)),IF($G3659=21,(1-(($E3659-50)*0.005)),1))),1),0)))","v":505},{"$f":"IF($G3659=10,0.98,IF($G3659=11,0.95,IF($G3659=15,1.01,IF($G3659=16,0.95,IF($G3659=20,0.95,IF($G3659=21,0.85))))))","v":0.95},0.95,0.95,248,257,377,{"$f":"ROUND(AQ3659*3600/(4186*ABS($AT$1-$AT$2)),0)","v":107},{"$f":"ROUND(AR3659*3600/(4186*ABS($AT$1-$AT$2)),0)","v":111},{"$f":"ROUND(AS3659*3600/(4186*ABS($AT$1-$AT$2)),0)","v":162},{"$f":"(($AG3659*(AT3659^$AH3659)*((($F3659-14.4)*$AI3659)/100))+($AJ3659*(AT3659^2)))*0.0098","v":0.21434469599826333},{"$f":"(($AG3659*(AU3659^$AH3659)*((($F3659-14.4)*$AI3659)/100))+($AJ3659*(AU3659^2)))*0.0098","v":0.23004015478658574},{"$f":"(($AG3659*(AV3659^$AH3659)*((($F3659-14.4)*$AI3659)/100))+($AJ3659*(AV3659^2)))*0.0098","v":0.47693335181397079},4.8,5.5,5.9,7.9,null,4555,null,0.68,null,null,0,13.2,15.1,21.85,null,{"$f":"IF(1/(1+((2258*((0.622/((101325/(1*611*EXP(17.27*((($AT$1+$AT$2)/2)/((($AT$1+$AT$2)/2)+237.3))))))-1)*1000-(0.622/((101325/($AV$1*611*EXP(17.27*($AT$3/($AT$3+237.3))))))-1)*1000))/(1005*((($AT$1+$AT$2)/2)-$AT$3))))>1,1,1/(1+((2258*((0.622/((101325/(1*611*EXP(17.27*((($AT$1+$AT$2)/2)/((($AT$1+$AT$2)/2)+237.3))))))-1)*1000-(0.622/((101325/($AV$1*611*EXP(17.27*($AT$3/($AT$3+237.3))))))-1)*1000))/(1005*((($AT$1+$AT$2)/2)-$AT$3)))))","v":1},1,1,248,257,377,null,0,0,0,1,{"$error":"#VALUE!"},0,0,{"$error":"#VALUE!"},0.76885591203746129,0.70538685838828352,null,1,1,0.99999999999999978,0.99999999999999978,null,0]
["3502602115",{"$f":"'DBH-Upgrade'!$K$8-$CL3667","v":50},15,3,50,260,21,21.5,0,26,30,48.1,5370.4000000000005,{"$f":"IF($B3667>$F3667,0,IF($C3667>$G3667,0,ROUND((((($F3667-$B3667)/100)*IF('DBH-Upgrade'!$K$6='DBH-Upgrade'!$K$8,$BZ3681,($BE3667/(($F3667-18)/100))))+((($B3667-18)/100)*$CA3681))*$CE3681,0)))","v":4723},{"$f":"IF($B3667>$F3667,0,IF($C3667>$G3667,0,ROUND((((($F3667-$B3667)/100)*IF('DBH-Upgrade'!$K$6='DBH-Upgrade'!$K$8,$BZ3681,($BE3667/(($F3667-18)/100))))+((($B3667-18)/100)*$CA3681))*$CD3681,0)))","v":4895},{"$f":"IF($B3667>$F3667,0,IF($C3667>$G3667,0,ROUND(((($F3667-$B3667)/100)*IF('DBH-Upgrade'!$K$6='DBH-Upgrade'!$K$8,$BZ3681,($BE3667/(($F3667-18)/100))))+((($B3667-18)/100)*$CA3681),0)))","v":7178},{"$f":"IF(B3667=0,IF(E3667=20,IF(G3667=10,1.413,IF(G3667=15,1.408,IF(G3667=20,1.408,\"ERROR\"))),IF(E3667=30,IF(G3667=10,1.403,IF(G3667=11,1.44,IF(G3667=15,1.396,IF(G3667=16,1.456,IF(G3667=20,1.396,IF(G3667=21,1.468,\"ERROR\")))))),IF(E3667=40,IF(G3667=10,1.394,IF(G3667=11,1.439,IF(G3667=15,1.385,IF(G3667=16,1.46,IF(G3667=20,1.384,IF(G3667=21,1.477,\"ERROR\")))))),IF(E3667=50,IF(G3667=10,1.385,IF(G3667=11,1.438,IF(G3667=15,1.373,IF(G3667=16,1.464,IF(G3667=20,1.373,IF(G3667=21,1.485,\"ERROR\")))))),IF(E3667=60,IF(G3667=10,1.376,IF(G3667=11,1.437,IF(G3667=15,1.361,IF(G3667=16,1.468,IF(G3667=20,1.361,IF(G3667=21,1.493,\"ERROR\")))))),IF(E3667=70,IF(G3667=10,1.366,IF(G3667=11,1.436,IF(G3667=15,1.35,IF(G3667=16,1.472,IF(G3667=20,1.349,IF(G3667=21,1.501,\"ERROR\")))))),IF(E3667=80,IF(G3667=10,1.366,IF(G3667=11,1.436,IF(G3667=15,1.35,IF(G3667=16,1.472,IF(G3667=20,1.349,IF(G3667=21,1.501,1)))))),IF(E3667=90,IF(G3667=10,1.348,IF(G3667=11,1.434,IF(G3667=15,1.326,IF(G3667=16,1.48,IF(G3667=20,1.326,IF(G3667=21,1.518,1)))))),IF(E3667=100,IF(G3667=10,1.348,IF(G3667=11,1.434,IF(G3667=15,1.326,IF(G3667=16,1.48,IF(G3667=20,1.326,IF(G3667=21,1.518,1)))))),\"ERROR\"))))))))),1.5)","v":1.5},1.05,1.05,1.05,5370,{"$f":"IF($B3667>$F3667,0,IF($C3667>$G3667,0,ROUND(((($F3667-$B3667)/100)*(IF('DBH-Upgrade'!$K$6='DBH-Upgrade'!$K$8,$BZ3681,($BE3667/(($F3667-18)/100))))*$CH3681)+((($B3667-18)/100)*$CA3681*$CE3681*$CG3681),0)))","v":6511},{"$f":"IF($B3667>$F3667,0,IF($C3667>$G3667,0,ROUND(((($F3667-$B3667)/100)*(IF('DBH-Upgrade'!$K$6='DBH-Upgrade'!$K$8,$BZ3681,($BE3667/(($F3667-18)/100))))*$CH3681)+((($B3667-18)/100)*$CA3681*$CD3681*$CG3681),0)))","v":6558},{"$f":"IF($B3667>$F3667,0,IF($C3667>$G3667,0,ROUND(((($F3667-$B3667)/100)*(IF('DBH-Upgrade'!$K$6='DBH-Upgrade'!$K$8,$BZ3681,($BE3667/(($F3667-18)/100))))*$CH3681)+((($B3667-18)/100)*$CA3681*$CG3681),0)))","v":7178},462,560,564,617,1.5515862240578908,2.2432173046947264,2.2740480304202606,2.7017088208812803,1.2760000000000001E-4,1.7219,4,5.1420100000000005E-4,{"$f":"IF($B3667>$F3667,0,IF($C3667>$G3667,0,ROUND((((($F3667-$B3667)/100)*IF('DBH-Upgrade'!$K$6='DBH-Upgrade'!$K$8,$CC3681,($BF3667/(($F3667-18)/100))))+((($B3667-18)/100)*$CB3681))*IF($E3667>50,IF($G3667=11,(1-(($E3667-50)*0.005)),IF($G3667=16,(1-(($E3667-50)*0.005)),IF($G3667=21,(1-(($E3667-50)*0.005)),1))),1)*$CE3681,0)))","v":294},{"$f":"IF($B3667>$F3667,0,IF($C3667>$G3667,0,ROUND((((($F3667-$B3667)/100)*IF('DBH-Upgrade'!$K$6='DBH-Upgrade'!$K$8,$CC3681,($BF3667/(($F3667-18)/100))))+((($B3667-18)/100)*$CB3681))*IF($E3667>50,IF($G3667=11,(1-(($E3667-50)*0.005)),IF($G3667=16,(1-(($E3667-50)*0.005)),IF($G3667=21,(1-(($E3667-50)*0.005)),1))),1)*$CD3681,0)))","v":304},{"$f":"IF($B3667>$F3667,0,IF($C3667>$G3667,0,ROUND((((($F3667-$B3667)/100)*IF('DBH-Upgrade'!$K$6='DBH-Upgrade'!$K$8,$CC3681,($BF3667/(($F3667-18)/100))))+((($B3667-18)/100)*$CB3681))*IF($E3667>50,IF($G3667=11,(1-(($E3667-50)*0.005)),IF($G3667=16,(1-(($E3667-50)*0.005)),IF($G3667=21,(1-(($E3667-50)*0.005)),1))),1),0)))","v":446},0.85,0.85,0.85,167,173,253,72,74,109,4.5509847291325407E-2,4.7917839408318327E-2,9.9462590618318081E-2,6.9,5.5,5.9,7.9,null,6713,null,0.8,null,null,0,13.2,15.1,21.85,null,1,1,1,167,173,253,null,0,0,0,1,3238,4735,725,75,0.68521071868549555,0.65780685179925613,null,1,1,0.99999999999999978,0.99999999999999978,null,20]
["3502801515",{"$f":"'DBH-Upgrade'!$K$8-$CL3670","v":70},15,3,50,280,15,16.5,0,26,30,48.9,3884,{"$f":"IF($B3670>$F3670,0,IF($C3670>$G3670,0,ROUND((((($F3670-$B3670)/100)*IF('DBH-Upgrade'!$K$6='DBH-Upgrade'!$K$8,$BZ3684,($BE3670/(($F3670-18)/100))))+((($B3670-18)/100)*$CA3684))*$CE3684,0)))","v":3341},{"$f":"IF($B3670>$F3670,0,IF($C3670>$G3670,0,ROUND((((($F3670-$B3670)/100)*IF('DBH-Upgrade'!$K$6='DBH-Upgrade'!$K$8,$BZ3684,($BE3670/(($F3670-18)/100))))+((($B3670-18)/100)*$CA3684))*$CD3684,0)))","v":3415},{"$f":"IF($B3670>$F3670,0,IF($C3670>$G3670,0,ROUND(((($F3670-$B3670)/100)*IF('DBH-Upgrade'!$K$6='DBH-Upgrade'!$K$8,$BZ3684,($BE3670/(($F3670-18)/100))))+((($B3670-18)/100)*$CA3684),0)))","v":5075},1.5,1.08,1.08,1.08,3884,{"$f":"IF($B3670>$F3670,0,IF($C3670>$G3670,0,ROUND(((($F3670-$B3670)/100)*(IF('DBH-Upgrade'!$K$6='DBH-Upgrade'!$K$8,$BZ3684,($BE3670/(($F3670-18)/100))))*$CH3684)+((($B3670-18)/100)*$CA3684*$CE3684*$CG3684),0)))","v":4500},{"$f":"IF($B3670>$F3670,0,IF($C3670>$G3670,0,ROUND(((($F3670-$B3670)/100)*(IF('DBH-Upgrade'!$K$6='DBH-Upgrade'!$K$8,$BZ3684,($BE3670/(($F3670-18)/100))))*$CH3684)+((($B3670-18)/100)*$CA3684*$CD3684*$CG3684),0)))","v":4525},{"$f":"IF($B3670>$F3670,0,IF($C3670>$G3670,0,ROUND(((($F3670-$B3670)/100)*(IF('DBH-Upgrade'!$K$6='DBH-Upgrade'!$K$8,$BZ3684,($BE3670/(($F3670-18)/100))))*$CH3684)+((($B3670-18)/100)*$CA3684*$CG3684),0)))","v":5075},334,387,389,436,0.74817731274269961,0.99145112914790623,1.0012746976571101,1.2455262429059895,2.0829999999999999E-4,1.724,2,4.6182900000000003E-4,{"$f":"IF($B3670>$F3670,0,IF($C3670>$G3670,0,ROUND((((($F3670-$B3670)/100)*IF('DBH-Upgrade'!$K$6='DBH-Upgrade'!$K$8,$CC3684,($BF3670/(($F3670-18)/100))))+((($B3670-18)/100)*$CB3684))*IF($E3670>50,IF($G3670=11,(1-(($E3670-50)*0.005)),IF($G3670=16,(1-(($E3670-50)*0.005)),IF($G3670=21,(1-(($E3670-50)*0.005)),1))),1)*$CE3684,0)))","v":238},{"$f":"IF($B3670>$F3670,0,IF($C3670>$G3670,0,ROUND((((($F3670-$B3670)/100)*IF('DBH-Upgrade'!$K$6='DBH-Upgrade'!$K$8,$CC3684,($BF3670/(($F3670-18)/100))))+((($B3670-18)/100)*$CB3684))*IF($E3670>50,IF($G3670=11,(1-(($E3670-50)*0.005)),IF($G3670=16,(1-(($E3670-50)*0.005)),IF($G3670=21,(1-(($E3670-50)*0.005)),1))),1)*$CD3684,0)))","v":244},{"$f":"IF($B3670>$F3670,0,IF($C3670>$G3670,0,ROUND((((($F3670-$B3670)/100)*IF('DBH-Upgrade'!$K$6='DBH-Upgrade'!$K$8,$CC3684,($BF3670/(($F3670-18)/100))))+((($B3670-18)/100)*$CB3684))*IF($E3670>50,IF($G3670=11,(1-(($E3670-50)*0.005)),IF($G3670=16,(1-(($E3670-50)*0.005)),IF($G3670=21,(1-(($E3670-50)*0.005)),1))),1),0)))","v":362},1.01,1.01,1.01,151,155,230,65,67,99,3.3597611912174655E-2,3.5568858817168564E-2,7.4257020233768151E-2,2.8,5.5,5.9,7.9,null,4855,null,0.8,null,null,0,13.2,15.1,21.85,null,1,1,1,151,155,230,null,0,0,0,1,{"$error":"#VALUE!"},0,0,{"$error":"#VALUE!"},0.75027509009945204,0.68488673514658593,null,1,1,0.99999999999999978,0.99999999999999978,null,0]
["3503002115",{"$f":"'DBH-Upgrade'!$K$8-$CL3679","v":50},15,3,50,300,21,21.5,0,26,30,48.9,6196.8,{"$f":"IF($B3679>$F3679,0,IF($C3679>$G3679,0,ROUND((((($F3679-$B3679)/100)*IF('DBH-Upgrade'!$K$6='DBH-Upgrade'!$K$8,$BZ3693,($BE3679/(($F3679-18)/100))))+((($B3679-18)/100)*$CA3693))*$CE3693,0)))","v":5380},{"$f":"IF($B3679>$F3679,0,IF($C3679>$G3679,0,ROUND((((($F3679-$B3679)/100)*IF('DBH-Upgrade'!$K$6='DBH-Upgrade'!$K$8,$BZ3693,($BE3679/(($F3679-18)/100))))+((($B3679-18)/100)*$CA3693))*$CD3693,0)))","v":5501},{"$f":"IF($B3679>$F3679,0,IF($C3679>$G3679,0,ROUND(((($F3679-$B3679)/100)*IF('DBH-Upgrade'!$K$6='DBH-Upgrade'!$K$8,$BZ3693,($BE3679/(($F3679-18)/100))))+((($B3679-18)/100)*$CA3693),0)))","v":8174},1.5,1.05,1.05,1.05,6197,{"$f":"IF($B3679>$F3679,0,IF($C3679>$G3679,0,ROUND(((($F3679-$B3679)/100)*(IF('DBH-Upgrade'!$K$6='DBH-Upgrade'!$K$8,$BZ3693,($BE3679/(($F3679-18)/100))))*$CH3693)+((($B3679-18)/100)*$CA3693*$CE3693*$CG3693),0)))","v":7507},{"$f":"IF($B3679>$F3679,0,IF($C3679>$G3679,0,ROUND(((($F3679-$B3679)/100)*(IF('DBH-Upgrade'!$K$6='DBH-Upgrade'!$K$8,$BZ3693,($BE3679/(($F3679-18)/100))))*$CH3693)+((($B3679-18)/100)*$CA3693*$CD3693*$CG3693),0)))","v":7536},{"$f":"IF($B3679>$F3679,0,IF($C3679>$G3679,0,ROUND(((($F3679-$B3679)/100)*(IF('DBH-Upgrade'!$K$6='DBH-Upgrade'!$K$8,$BZ3693,($BE3679/(($F3679-18)/100))))*$CH3693)+((($B3679-18)/100)*$CA3693*$CG3693),0)))","v":8174},533,646,648,703,2.1395943396073234,3.088829477367883,3.1071325312294391,3.6308296155859807,1.2760000000000001E-4,1.7219,4,5.1420100000000005E-4,{"$f":"IF($B3679>$F3679,0,IF($C3679>$G3679,0,ROUND((((($F3679-$B3679)/100)*IF('DBH-Upgrade'!$K$6='DBH-Upgrade'!$K$8,$CC3693,($BF3679/(($F3679-18)/100))))+((($B3679-18)/100)*$CB3693))*IF($E3679>50,IF($G3679=11,(1-(($E3679-50)*0.005)),IF($G3679=16,(1-(($E3679-50)*0.005)),IF($G3679=21,(1-(($E3679-50)*0.005)),1))),1)*$CE3693,0)))","v":318},{"$f":"IF($B3679>$F3679,0,IF($C3679>$G3679,0,ROUND((((($F3679-$B3679)/100)*IF('DBH-Upgrade'!$K$6='DBH-Upgrade'!$K$8,$CC3693,($BF3679/(($F3679-18)/100))))+((($B3679-18)/100)*$CB3693))*IF($E3679>50,IF($G3679=11,(1-(($E3679-50)*0.005)),IF($G3679=16,(1-(($E3679-50)*0.005)),IF($G3679=21,(1-(($E3679-50)*0.005)),1))),1)*$CD3693,0)))","v":325},{"$f":"IF($B3679>$F3679,0,IF($C3679>$G3679,0,ROUND((((($F3679-$B3679)/100)*IF('DBH-Upgrade'!$K$6='DBH-Upgrade'!$K$8,$CC3693,($BF3679/(($F3679-18)/100))))+((($B3679-18)/100)*$CB3693))*IF($E3679>50,IF($G3679=11,(1-(($E3679-50)*0.005)),IF($G3679=16,(1-(($E3679-50)*0.005)),IF($G3679=21,(1-(($E3679-50)*0.005)),1))),1),0)))","v":483},0.85,0.85,0.85,167,170,253,72,73,109,4.8667305116752997E-2,4.9939836120933272E-2,0.10591083397736011,8,5.5,5.9,7.9,null,{"$f":"$BE1043","v":7746},null,0.8,null,null,0,13.2,15.1,21.85,null,1,1,1,167,170,253,null,0,0,0,1,3238,4735,725,75,0.68190449384530405,0.65796861393376183,null,1,1,0.99999999999999978,0.99999999999999978,null,20]
["360602015",{"$f":"'DBH-Upgrade'!$K$8-$CL3684","v":70},15,3,60,60,20,21.5,0,26,30,41.1,1252,{"$f":"IF($B3684>$F3684,0,IF($C3684>$G3684,0,ROUND((((($F3684-$B3684)/100)*IF('DBH-Upgrade'!$K$6='DBH-Upgrade'!$K$8,$BZ3698,($BE3684/(($F3684-18)/100))))+((($B3684-18)/100)*$CA3698))*$CE3698,0)))","v":0},{"$f":"IF($B3684>$F3684,0,IF($C3684>$G3684,0,ROUND((((($F3684-$B3684)/100)*IF('DBH-Upgrade'!$K$6='DBH-Upgrade'!$K$8,$BZ3698,($BE3684/(($F3684-18)/100))))+((($B3684-18)/100)*$CA3698))*$CD3698,0)))","v":0},{"$f":"IF($B3684>$F3684,0,IF($C3684>$G3684,0,ROUND(((($F3684-$B3684)/100)*IF('DBH-Upgrade'!$K$6='DBH-Upgrade'!$K$8,$BZ3698,($BE3684/(($F3684-18)/100))))+((($B3684-18)/100)*$CA3698),0)))","v":0},1.5,1.08,1.08,1.08,1252,{"$f":"IF($B3684>$F3684,0,IF($C3684>$G3684,0,ROUND(((($F3684-$B3684)/100)*(IF('DBH-Upgrade'!$K$6='DBH-Upgrade'!$K$8,$BZ3698,($BE3684/(($F3684-18)/100))))*$CH3698)+((($B3684-18)/100)*$CA3698*$CE3698*$CG3698),0)))","v":0},{"$f":"IF($B3684>$F3684,0,IF($C3684>$G3684,0,ROUND(((($F3684-$B3684)/100)*(IF('DBH-Upgrade'!$K$6='DBH-Upgrade'!$K$8,$BZ3698,($BE3684/(($F3684-18)/100))))*$CH3698)+((($B3684-18)/100)*$CA3698*$CD3698*$CG3698),0)))","v":0},{"$f":"IF($B3684>$F3684,0,IF($C3684>$G3684,0,ROUND(((($F3684-$B3684)/100)*(IF('DBH-Upgrade'!$K$6='DBH-Upgrade'!$K$8,$BZ3698,($BE3684/(($F3684-18)/100))))*$CH3698)+((($B3684-18)/100)*$CA3698*$CG3698),0)))","v":0},108,0,0,0,4.6666977287192928E-2,0,0,0,1.2760000000000001E-4,1.7219,2,3.76611E-4,{"$f":"IF($B3684>$F3684,0,IF($C3684>$G3684,0,ROUND((((($F3684-$B3684)/100)*IF('DBH-Upgrade'!$K$6='DBH-Upgrade'!$K$8,$CC3698,($BF3684/(($F3684-18)/100))))+((($B3684-18)/100)*$CB3698))*IF($E3684>50,IF($G3684=11,(1-(($E3684-50)*0.005)),IF($G3684=16,(1-(($E3684-50)*0.005)),IF($G3684=21,(1-(($E3684-50)*0.005)),1))),1)*$CE3698,0)))","v":0},{"$f":"IF($B3684>$F3684,0,IF($C3684>$G3684,0,ROUND((((($F3684-$B3684)/100)*IF('DBH-Upgrade'!$K$6='DBH-Upgrade'!$K$8,$CC3698,($BF3684/(($F3684-18)/100))))+((($B3684-18)/100)*$CB3698))*IF($E3684>50,IF($G3684=11,(1-(($E3684-50)*0.005)),IF($G3684=16,(1-(($E3684-50)*0.005)),IF($G3684=21,(1-(($E3684-50)*0.005)),1))),1)*$CD3698,0)))","v":0},{"$f":"IF($B3684>$F3684,0,IF($C3684>$G3684,0,ROUND((((($F3684-$B3684)/100)*IF('DBH-Upgrade'!$K$6='DBH-Upgrade'!$K$8,$CC3698,($BF3684/(($F3684-18)/100))))+((($B3684-18)/100)*$CB3698))*IF($E3684>50,IF($G3684=11,(1-(($E3684-50)*0.005)),IF($G3684=16,(1-(($E3684-50)*0.005)),IF($G3684=21,(1-(($E3684-50)*0.005)),1))),1),0)))","v":0},0.95,0.95,0.95,0,0,0,0,0,0,0,0,0,0.8,"DBH-unit is too long!","DBH-unit is too long!","DBH-unit is too long!",null,1565,null,0.8,null,null,0,"DBH-unit is too long!","DBH-unit is too long!","DBH-unit is too long!",null,1,1,1,0,0,0,null,0,0,0,1,1615,3238,442,63,0.67294243770541662,0.6582099452827469,null,1,1,0.99999999999999978,0.99999999999999978,null,0]
["360702115",{"$f":"'DBH-Upgrade'!$K$8-$CL3691","v":60},15,3,60,70,21,21.5,0,26,30,41.1,1613.6000000000001,{"$f":"IF($B3691>$F3691,0,IF($C3691>$G3691,0,ROUND((((($F3691-$B3691)/100)*IF('DBH-Upgrade'!$K$6='DBH-Upgrade'!$K$8,$BZ3705,($BE3691/(($F3691-18)/100))))+((($B3691-18)/100)*$CA3705))*$CE3705,0)))","v":1978},{"$f":"IF($B3691>$F3691,0,IF($C3691>$G3691,0,ROUND((((($F3691-$B3691)/100)*IF('DBH-Upgrade'!$K$6='DBH-Upgrade'!$K$8,$BZ3705,($BE3691/(($F3691-18)/100))))+((($B3691-18)/100)*$CA3705))*$CD3705,0)))","v":2123},{"$f":"IF($B3691>$F3691,0,IF($C3691>$G3691,0,ROUND(((($F3691-$B3691)/100)*IF('DBH-Upgrade'!$K$6='DBH-Upgrade'!$K$8,$BZ3705,($BE3691/(($F3691-18)/100))))+((($B3691-18)/100)*$CA3705),0)))","v":2810},1.5,1.05,1.05,1.05,1614,{"$f":"IF($B3691>$F3691,0,IF($C3691>$G3691,0,ROUND(((($F3691-$B3691)/100)*(IF('DBH-Upgrade'!$K$6='DBH-Upgrade'!$K$8,$BZ3705,($BE3691/(($F3691-18)/100))))*$CH3705)+((($B3691-18)/100)*$CA3705*$CE3705*$CG3705),0)))","v":2052},{"$f":"IF($B3691>$F3691,0,IF($C3691>$G3691,0,ROUND(((($F3691-$B3691)/100)*(IF('DBH-Upgrade'!$K$6='DBH-Upgrade'!$K$8,$BZ3705,($BE3691/(($F3691-18)/100))))*$CH3705)+((($B3691-18)/100)*$CA3705*$CD3705*$CG3705),0)))","v":2184},{"$f":"IF($B3691>$F3691,0,IF($C3691>$G3691,0,ROUND(((($F3691-$B3691)/100)*(IF('DBH-Upgrade'!$K$6='DBH-Upgrade'!$K$8,$BZ3705,($BE3691/(($F3691-18)/100))))*$CH3705)+((($B3691-18)/100)*$CA3705*$CG3705),0)))","v":2810},139,176,188,242,0.11098467300819916,0.17654645452361445,0.20101752179690133,0.33050578585065171,1.2760000000000001E-4,1.7219,4,5.1420100000000005E-4,{"$f":"IF($B3691>$F3691,0,IF($C3691>$G3691,0,ROUND((((($F3691-$B3691)/100)*IF('DBH-Upgrade'!$K$6='DBH-Upgrade'!$K$8,$CC3705,($BF3691/(($F3691-18)/100))))+((($B3691-18)/100)*$CB3705))*IF($E3691>50,IF($G3691=11,(1-(($E3691-50)*0.005)),IF($G3691=16,(1-(($E3691-50)*0.005)),IF($G3691=21,(1-(($E3691-50)*0.005)),1))),1)*$CE3705,0)))","v":228},{"$f":"IF($B3691>$F3691,0,IF($C3691>$G3691,0,ROUND((((($F3691-$B3691)/100)*IF('DBH-Upgrade'!$K$6='DBH-Upgrade'!$K$8,$CC3705,($BF3691/(($F3691-18)/100))))+((($B3691-18)/100)*$CB3705))*IF($E3691>50,IF($G3691=11,(1-(($E3691-50)*0.005)),IF($G3691=16,(1-(($E3691-50)*0.005)),IF($G3691=21,(1-(($E3691-50)*0.005)),1))),1)*$CD3705,0)))","v":245},{"$f":"IF($B3691>$F3691,0,IF($C3691>$G3691,0,ROUND((((($F3691-$B3691)/100)*IF('DBH-Upgrade'!$K$6='DBH-Upgrade'!$K$8,$CC3705,($BF3691/(($F3691-18)/100))))+((($B3691-18)/100)*$CB3705))*IF($E3691>50,IF($G3691=11,(1-(($E3691-50)*0.005)),IF($G3691=16,(1-(($E3691-50)*0.005)),IF($G3691=21,(1-(($E3691-50)*0.005)),1))),1),0)))","v":324},0.85,0.85,0.85,234,251,332,101,108,143,5.9265113382544192E-2,6.7598812440726602E-2,0.11735087763183506,1.9,5.5,5.9,7.9,null,2017,null,0.8,null,null,0,13.2,15.1,21.85,null,1,1,1,234,251,332,null,0,0,0,1,3238,4735,725,75,0.67294243770541662,0.6582099452827469,null,1,1,0.99999999999999978,0.99999999999999978,null,10]
["360901115",{"$f":"'DBH-Upgrade'!$K$8-$CL3699","v":70},15,3,60,90,11,11.5,0,26,30,43.3,914.6,{"$f":"IF($B3699>$F3699,0,IF($C3699>$G3699,0,ROUND((((($F3699-$B3699)/100)*IF('DBH-Upgrade'!$K$6='DBH-Upgrade'!$K$8,$BZ3713,($BE3699/(($F3699-18)/100))))+((($B3699-18)/100)*$CA3713))*$CE3713,0)))","v":0},{"$f":"IF($B3699>$F3699,0,IF($C3699>$G3699,0,ROUND((((($F3699-$B3699)/100)*IF('DBH-Upgrade'!$K$6='DBH-Upgrade'!$K$8,$BZ3713,($BE3699/(($F3699-18)/100))))+((($B3699-18)/100)*$CA3713))*$CD3713,0)))","v":0},{"$f":"IF($B3699>$F3699,0,IF($C3699>$G3699,0,ROUND(((($F3699-$B3699)/100)*IF('DBH-Upgrade'!$K$6='DBH-Upgrade'!$K$8,$BZ3713,($BE3699/(($F3699-18)/100))))+((($B3699-18)/100)*$CA3713),0)))","v":0},1.5,1.1000000000000001,1.1000000000000001,1.1000000000000001,915,{"$f":"IF($B3699>$F3699,0,IF($C3699>$G3699,0,ROUND(((($F3699-$B3699)/100)*(IF('DBH-Upgrade'!$K$6='DBH-Upgrade'!$K$8,$BZ3713,($BE3699/(($F3699-18)/100))))*$CH3713)+((($B3699-18)/100)*$CA3713*$CE3713*$CG3713),0)))","v":0},{"$f":"IF($B3699>$F3699,0,IF($C3699>$G3699,0,ROUND(((($F3699-$B3699)/100)*(IF('DBH-Upgrade'!$K$6='DBH-Upgrade'!$K$8,$BZ3713,($BE3699/(($F3699-18)/100))))*$CH3713)+((($B3699-18)/100)*$CA3713*$CD3713*$CG3713),0)))","v":0},{"$f":"IF($B3699>$F3699,0,IF($C3699>$G3699,0,ROUND(((($F3699-$B3699)/100)*(IF('DBH-Upgrade'!$K$6='DBH-Upgrade'!$K$8,$BZ3713,($BE3699/(($F3699-18)/100))))*$CH3713)+((($B3699-18)/100)*$CA3713*$CG3713),0)))","v":0},79,0,0,0,5.8144890362192843E-2,0,0,0,3.969E-4,1.7345999999999999,4,5.7428799999999995E-4,{"$f":"IF($B3699>$F3699,0,IF($C3699>$G3699,0,ROUND((((($F3699-$B3699)/100)*IF('DBH-Upgrade'!$K$6='DBH-Upgrade'!$K$8,$CC3713,($BF3699/(($F3699-18)/100))))+((($B3699-18)/100)*$CB3713))*IF($E3699>50,IF($G3699=11,(1-(($E3699-50)*0.005)),IF($G3699=16,(1-(($E3699-50)*0.005)),IF($G3699=21,(1-(($E3699-50)*0.005)),1))),1)*$CE3713,0)))","v":0},{"$f":"IF($B3699>$F3699,0,IF($C3699>$G3699,0,ROUND((((($F3699-$B3699)/100)*IF('DBH-Upgrade'!$K$6='DBH-Upgrade'!$K$8,$CC3713,($BF3699/(($F3699-18)/100))))+((($B3699-18)/100)*$CB3713))*IF($E3699>50,IF($G3699=11,(1-(($E3699-50)*0.005)),IF($G3699=16,(1-(($E3699-50)*0.005)),IF($G3699=21,(1-(($E3699-50)*0.005)),1))),1)*$CD3713,0)))","v":0},{"$f":"IF($B3699>$F3699,0,IF($C3699>$G3699,0,ROUND((((($F3699-$B3699)/100)*IF('DBH-Upgrade'!$K$6='DBH-Upgrade'!$K$8,$CC3713,($BF3699/(($F3699-18)/100))))+((($B3699-18)/100)*$CB3713))*IF($E3699>50,IF($G3699=11,(1-(($E3699-50)*0.005)),IF($G3699=16,(1-(($E3699-50)*0.005)),IF($G3699=21,(1-(($E3699-50)*0.005)),1))),1),0)))","v":0},0.95,0.95,0.95,0,0,0,0,0,0,0,0,0,1.2,5.5,5.9,7.9,null,1345,null,0.68,null,null,0,13.2,15.1,21.85,null,1,1,1,0,0,0,null,0,0,0,1,2489,6098,791,92,0.75555534806492441,0.70383877729866806,null,1,1,0.99999999999999978,0.99999999999999978,null,0]
["3601001015",{"$f":"'DBH-Upgrade'!$K$8-$CL3704","v":70},15,3,60,100,10,11.5,0,26,30,44.1,1053,{"$f":"IF($B3704>$F3704,0,IF($C3704>$G3704,0,ROUND((((($F3704-$B3704)/100)*IF('DBH-Upgrade'!$K$6='DBH-Upgrade'!$K$8,$BZ3718,($BE3704/(($F3704-18)/100))))+((($B3704-18)/100)*$CA3718))*$CE3718,0)))","v":0},{"$f":"IF($B3704>$F3704,0,IF($C3704>$G3704,0,ROUND((((($F3704-$B3704)/100)*IF('DBH-Upgrade'!$K$6='DBH-Upgrade'!$K$8,$BZ3718,($BE3704/(($F3704-18)/100))))+((($B3704-18)/100)*$CA3718))*$CD3718,0)))","v":0},{"$f":"IF($B3704>$F3704,0,IF($C3704>$G3704,0,ROUND(((($F3704-$B3704)/100)*IF('DBH-Upgrade'!$K$6='DBH-Upgrade'!$K$8,$BZ3718,($BE3704/(($F3704-18)/100))))+((($B3704-18)/100)*$CA3718),0)))","v":0},1.5,1.08,1.08,1.08,1053,{"$f":"IF($B3704>$F3704,0,IF($C3704>$G3704,0,ROUND(((($F3704-$B3704)/100)*(IF('DBH-Upgrade'!$K$6='DBH-Upgrade'!$K$8,$BZ3718,($BE3704/(($F3704-18)/100))))*$CH3718)+((($B3704-18)/100)*$CA3718*$CE3718*$CG3718),0)))","v":0},{"$f":"IF($B3704>$F3704,0,IF($C3704>$G3704,0,ROUND(((($F3704-$B3704)/100)*(IF('DBH-Upgrade'!$K$6='DBH-Upgrade'!$K$8,$BZ3718,($BE3704/(($F3704-18)/100))))*$CH3718)+((($B3704-18)/100)*$CA3718*$CD3718*$CG3718),0)))","v":0},{"$f":"IF($B3704>$F3704,0,IF($C3704>$G3704,0,ROUND(((($F3704-$B3704)/100)*(IF('DBH-Upgrade'!$K$6='DBH-Upgrade'!$K$8,$BZ3718,($BE3704/(($F3704-18)/100))))*$CH3718)+((($B3704-18)/100)*$CA3718*$CG3718),0)))","v":0},91,0,0,0,4.6467352687947119E-2,0,0,0,3.969E-4,1.7345999999999999,2,3.6734700000000002E-4,{"$f":"IF($B3704>$F3704,0,IF($C3704>$G3704,0,ROUND((((($F3704-$B3704)/100)*IF('DBH-Upgrade'!$K$6='DBH-Upgrade'!$K$8,$CC3718,($BF3704/(($F3704-18)/100))))+((($B3704-18)/100)*$CB3718))*IF($E3704>50,IF($G3704=11,(1-(($E3704-50)*0.005)),IF($G3704=16,(1-(($E3704-50)*0.005)),IF($G3704=21,(1-(($E3704-50)*0.005)),1))),1)*$CE3718,0)))","v":0},{"$f":"IF($B3704>$F3704,0,IF($C3704>$G3704,0,ROUND((((($F3704-$B3704)/100)*IF('DBH-Upgrade'!$K$6='DBH-Upgrade'!$K$8,$CC3718,($BF3704/(($F3704-18)/100))))+((($B3704-18)/100)*$CB3718))*IF($E3704>50,IF($G3704=11,(1-(($E3704-50)*0.005)),IF($G3704=16,(1-(($E3704-50)*0.005)),IF($G3704=21,(1-(($E3704-50)*0.005)),1))),1)*$CD3718,0)))","v":0},{"$f":"IF($B3704>$F3704,0,IF($C3704>$G3704,0,ROUND((((($F3704-$B3704)/100)*IF('DBH-Upgrade'!$K$6='DBH-Upgrade'!$K$8,$CC3718,($BF3704/(($F3704-18)/100))))+((($B3704-18)/100)*$CB3718))*IF($E3704>50,IF($G3704=11,(1-(($E3704-50)*0.005)),IF($G3704=16,(1-(($E3704-50)*0.005)),IF($G3704=21,(1-(($E3704-50)*0.005)),1))),1),0)))","v":0},0.98,0.98,0.98,0,0,0,0,0,0,0,0,0,0.7,5.5,5.9,7.9,null,1170,null,0.9,null,null,0,13.2,15.1,21.85,null,1,1,1,0,0,0,null,0,0,0,1,2298,4062,502,78,0.83640285665941616,0.77994091438995627,null,1,1,0.99999999999999978,0.99999999999999978,null,0]
["3601101515",{"$f":"'DBH-Upgrade'!$K$8-$CL3712","v":60},15,3,60,110,15,16.5,0,26,30,44.1,1642.4,{"$f":"IF($B3712>$F3712,0,IF($C3712>$G3712,0,ROUND((((($F3712-$B3712)/100)*IF('DBH-Upgrade'!$K$6='DBH-Upgrade'!$K$8,$BZ3726,($BE3712/(($F3712-18)/100))))+((($B3712-18)/100)*$CA3726))*$CE3726,0)))","v":1468},{"$f":"IF($B3712>$F3712,0,IF($C3712>$G3712,0,ROUND((((($F3712-$B3712)/100)*IF('DBH-Upgrade'!$K$6='DBH-Upgrade'!$K$8,$BZ3726,($BE3712/(($F3712-18)/100))))+((($B3712-18)/100)*$CA3726))*$CD3726,0)))","v":1572},{"$f":"IF($B3712>$F3712,0,IF($C3712>$G3712,0,ROUND(((($F3712-$B3712)/100)*IF('DBH-Upgrade'!$K$6='DBH-Upgrade'!$K$8,$BZ3726,($BE3712/(($F3712-18)/100))))+((($B3712-18)/100)*$CA3726),0)))","v":2167},1.5,1.08,1.08,1.08,1642,{"$f":"IF($B3712>$F3712,0,IF($C3712>$G3712,0,ROUND(((($F3712-$B3712)/100)*(IF('DBH-Upgrade'!$K$6='DBH-Upgrade'!$K$8,$BZ3726,($BE3712/(($F3712-18)/100))))*$CH3726)+((($B3712-18)/100)*$CA3726*$CE3726*$CG3726),0)))","v":1729},{"$f":"IF($B3712>$F3712,0,IF($C3712>$G3712,0,ROUND(((($F3712-$B3712)/100)*(IF('DBH-Upgrade'!$K$6='DBH-Upgrade'!$K$8,$BZ3726,($BE3712/(($F3712-18)/100))))*$CH3726)+((($B3712-18)/100)*$CA3726*$CD3726*$CG3726),0)))","v":1794},{"$f":"IF($B3712>$F3712,0,IF($C3712>$G3712,0,ROUND(((($F3712-$B3712)/100)*(IF('DBH-Upgrade'!$K$6='DBH-Upgrade'!$K$8,$BZ3726,($BE3712/(($F3712-18)/100))))*$CH3726)+((($B3712-18)/100)*$CA3726*$CG3726),0)))","v":2167},141,149,154,186,0.10977952488134812,0.12225595554100234,0.13038777510015997,0.18849745268841395,2.0829999999999999E-4,1.724,2,4.6182900000000003E-4,{"$f":"IF($B3712>$F3712,0,IF($C3712>$G3712,0,ROUND((((($F3712-$B3712)/100)*IF('DBH-Upgrade'!$K$6='DBH-Upgrade'!$K$8,$CC3726,($BF3712/(($F3712-18)/100))))+((($B3712-18)/100)*$CB3726))*IF($E3712>50,IF($G3712=11,(1-(($E3712-50)*0.005)),IF($G3712=16,(1-(($E3712-50)*0.005)),IF($G3712=21,(1-(($E3712-50)*0.005)),1))),1)*$CE3726,0)))","v":147},{"$f":"IF($B3712>$F3712,0,IF($C3712>$G3712,0,ROUND((((($F3712-$B3712)/100)*IF('DBH-Upgrade'!$K$6='DBH-Upgrade'!$K$8,$CC3726,($BF3712/(($F3712-18)/100))))+((($B3712-18)/100)*$CB3726))*IF($E3712>50,IF($G3712=11,(1-(($E3712-50)*0.005)),IF($G3712=16,(1-(($E3712-50)*0.005)),IF($G3712=21,(1-(($E3712-50)*0.005)),1))),1)*$CD3726,0)))","v":158},{"$f":"IF($B3712>$F3712,0,IF($C3712>$G3712,0,ROUND((((($F3712-$B3712)/100)*IF('DBH-Upgrade'!$K$6='DBH-Upgrade'!$K$8,$CC3726,($BF3712/(($F3712-18)/100))))+((($B3712-18)/100)*$CB3726))*IF($E3712>50,IF($G3712=11,(1-(($E3712-50)*0.005)),IF($G3712=16,(1-(($E3712-50)*0.005)),IF($G3712=21,(1-(($E3712-50)*0.005)),1))),1),0)))","v":217},1.01,1.01,1.01,126,135,186,54,58,80,1.6982457195691504E-2,1.9506286553942091E-2,3.6418902007834965E-2,1.1000000000000001,5.5,5.9,7.9,null,2053,null,0.8,null,null,0,13.2,15.1,21.85,null,1,1,1,126,135,186,null,0,0,0,1,{"$error":"#VALUE!"},0,0,{"$error":"#VALUE!"},0.8212441545440573,0.76343880970753542,null,1,1,0.99999999999999978,0.99999999999999978,null,10]
["3601201015",{"$f":"'DBH-Upgrade'!$K$8-$CL3716","v":70},15,3,60,120,10,11.5,0,26,30,44.8,1263.6000000000001,{"$f":"IF($B3716>$F3716,0,IF($C3716>$G3716,0,ROUND((((($F3716-$B3716)/100)*IF('DBH-Upgrade'!$K$6='DBH-Upgrade'!$K$8,$BZ3730,($BE3716/(($F3716-18)/100))))+((($B3716-18)/100)*$CA3730))*$CE3730,0)))","v":0},{"$f":"IF($B3716>$F3716,0,IF($C3716>$G3716,0,ROUND((((($F3716-$B3716)/100)*IF('DBH-Upgrade'!$K$6='DBH-Upgrade'!$K$8,$BZ3730,($BE3716/(($F3716-18)/100))))+((($B3716-18)/100)*$CA3730))*$CD3730,0)))","v":0},{"$f":"IF($B3716>$F3716,0,IF($C3716>$G3716,0,ROUND(((($F3716-$B3716)/100)*IF('DBH-Upgrade'!$K$6='DBH-Upgrade'!$K$8,$BZ3730,($BE3716/(($F3716-18)/100))))+((($B3716-18)/100)*$CA3730),0)))","v":0},1.5,1.08,1.08,1.08,1264,{"$f":"IF($B3716>$F3716,0,IF($C3716>$G3716,0,ROUND(((($F3716-$B3716)/100)*(IF('DBH-Upgrade'!$K$6='DBH-Upgrade'!$K$8,$BZ3730,($BE3716/(($F3716-18)/100))))*$CH3730)+((($B3716-18)/100)*$CA3730*$CE3730*$CG3730),0)))","v":0},{"$f":"IF($B3716>$F3716,0,IF($C3716>$G3716,0,ROUND(((($F3716-$B3716)/100)*(IF('DBH-Upgrade'!$K$6='DBH-Upgrade'!$K$8,$BZ3730,($BE3716/(($F3716-18)/100))))*$CH3730)+((($B3716-18)/100)*$CA3730*$CD3730*$CG3730),0)))","v":0},{"$f":"IF($B3716>$F3716,0,IF($C3716>$G3716,0,ROUND(((($F3716-$B3716)/100)*(IF('DBH-Upgrade'!$K$6='DBH-Upgrade'!$K$8,$BZ3730,($BE3716/(($F3716-18)/100))))*$CH3730)+((($B3716-18)/100)*$CA3730*$CG3730),0)))","v":0},109,0,0,0,7.087256292477416E-2,0,0,0,3.969E-4,1.7345999999999999,2,3.6734700000000002E-4,{"$f":"IF($B3716>$F3716,0,IF($C3716>$G3716,0,ROUND((((($F3716-$B3716)/100)*IF('DBH-Upgrade'!$K$6='DBH-Upgrade'!$K$8,$CC3730,($BF3716/(($F3716-18)/100))))+((($B3716-18)/100)*$CB3730))*IF($E3716>50,IF($G3716=11,(1-(($E3716-50)*0.005)),IF($G3716=16,(1-(($E3716-50)*0.005)),IF($G3716=21,(1-(($E3716-50)*0.005)),1))),1)*$CE3730,0)))","v":0},{"$f":"IF($B3716>$F3716,0,IF($C3716>$G3716,0,ROUND((((($F3716-$B3716)/100)*IF('DBH-Upgrade'!$K$6='DBH-Upgrade'!$K$8,$CC3730,($BF3716/(($F3716-18)/100))))+((($B3716-18)/100)*$CB3730))*IF($E3716>50,IF($G3716=11,(1-(($E3716-50)*0.005)),IF($G3716=16,(1-(($E3716-50)*0.005)),IF($G3716=21,(1-(($E3716-50)*0.005)),1))),1)*$CD3730,0)))","v":0},{"$f":"IF($B3716>$F3716,0,IF($C3716>$G3716,0,ROUND((((($F3716-$B3716)/100)*IF('DBH-Upgrade'!$K$6='DBH-Upgrade'!$K$8,$CC3730,($BF3716/(($F3716-18)/100))))+((($B3716-18)/100)*$CB3730))*IF($E3716>50,IF($G3716=11,(1-(($E3716-50)*0.005)),IF($G3716=16,(1-(($E3716-50)*0.005)),IF($G3716=21,(1-(($E3716-50)*0.005)),1))),1),0)))","v":0},0.98,0.98,0.98,0,0,0,0,0,0,0,0,0,0.8,5.5,5.9,7.9,null,1404,null,0.9,null,null,0,13.2,15.1,21.85,null,1,1,1,0,0,0,null,0,0,0,1,2298,4062,502,78,0.8212441545440573,0.76343880970753542,null,1,1,0.99999999999999978,0.99999999999999978,null,0]
["3601401515",{"$f":"'DBH-Upgrade'!$K$8-$CL3724","v":70},15,3,60,140,15,16.5,0,26,30,45.4,2089.6,{"$f":"IF($B3724>$F3724,0,IF($C3724>$G3724,0,ROUND((((($F3724-$B3724)/100)*IF('DBH-Upgrade'!$K$6='DBH-Upgrade'!$K$8,$BZ3738,($BE3724/(($F3724-18)/100))))+((($B3724-18)/100)*$CA3738))*$CE3738,0)))","v":1873},{"$f":"IF($B3724>$F3724,0,IF($C3724>$G3724,0,ROUND((((($F3724-$B3724)/100)*IF('DBH-Upgrade'!$K$6='DBH-Upgrade'!$K$8,$BZ3738,($BE3724/(($F3724-18)/100))))+((($B3724-18)/100)*$CA3738))*$CD3738,0)))","v":2006},{"$f":"IF($B3724>$F3724,0,IF($C3724>$G3724,0,ROUND(((($F3724-$B3724)/100)*IF('DBH-Upgrade'!$K$6='DBH-Upgrade'!$K$8,$BZ3738,($BE3724/(($F3724-18)/100))))+((($B3724-18)/100)*$CA3738),0)))","v":2814},1.5,1.08,1.08,1.08,2090,{"$f":"IF($B3724>$F3724,0,IF($C3724>$G3724,0,ROUND(((($F3724-$B3724)/100)*(IF('DBH-Upgrade'!$K$6='DBH-Upgrade'!$K$8,$BZ3738,($BE3724/(($F3724-18)/100))))*$CH3738)+((($B3724-18)/100)*$CA3738*$CE3738*$CG3738),0)))","v":2251},{"$f":"IF($B3724>$F3724,0,IF($C3724>$G3724,0,ROUND(((($F3724-$B3724)/100)*(IF('DBH-Upgrade'!$K$6='DBH-Upgrade'!$K$8,$BZ3738,($BE3724/(($F3724-18)/100))))*$CH3738)+((($B3724-18)/100)*$CA3738*$CD3738*$CG3738),0)))","v":2331},{"$f":"IF($B3724>$F3724,0,IF($C3724>$G3724,0,ROUND(((($F3724-$B3724)/100)*(IF('DBH-Upgrade'!$K$6='DBH-Upgrade'!$K$8,$BZ3738,($BE3724/(($F3724-18)/100))))*$CH3738)+((($B3724-18)/100)*$CA3738*$CG3738),0)))","v":2814},180,194,200,242,0.1862700086102754,0.21543027135831075,0.22856071697499342,0.33106971150845382,2.0829999999999999E-4,1.724,2,4.6182900000000003E-4,{"$f":"IF($B3724>$F3724,0,IF($C3724>$G3724,0,ROUND((((($F3724-$B3724)/100)*IF('DBH-Upgrade'!$K$6='DBH-Upgrade'!$K$8,$CC3738,($BF3724/(($F3724-18)/100))))+((($B3724-18)/100)*$CB3738))*IF($E3724>50,IF($G3724=11,(1-(($E3724-50)*0.005)),IF($G3724=16,(1-(($E3724-50)*0.005)),IF($G3724=21,(1-(($E3724-50)*0.005)),1))),1)*$CE3738,0)))","v":182},{"$f":"IF($B3724>$F3724,0,IF($C3724>$G3724,0,ROUND((((($F3724-$B3724)/100)*IF('DBH-Upgrade'!$K$6='DBH-Upgrade'!$K$8,$CC3738,($BF3724/(($F3724-18)/100))))+((($B3724-18)/100)*$CB3738))*IF($E3724>50,IF($G3724=11,(1-(($E3724-50)*0.005)),IF($G3724=16,(1-(($E3724-50)*0.005)),IF($G3724=21,(1-(($E3724-50)*0.005)),1))),1)*$CD3738,0)))","v":195},{"$f":"IF($B3724>$F3724,0,IF($C3724>$G3724,0,ROUND((((($F3724-$B3724)/100)*IF('DBH-Upgrade'!$K$6='DBH-Upgrade'!$K$8,$CC3738,($BF3724/(($F3724-18)/100))))+((($B3724-18)/100)*$CB3738))*IF($E3724>50,IF($G3724=11,(1-(($E3724-50)*0.005)),IF($G3724=16,(1-(($E3724-50)*0.005)),IF($G3724=21,(1-(($E3724-50)*0.005)),1))),1),0)))","v":274},1.01,1.01,1.01,153,164,230,66,71,99,2.6742876826793979E-2,3.0786029074234486E-2,5.8497301856736753E-2,1.4,5.5,5.9,7.9,null,2612,null,0.8,null,null,0,13.2,15.1,21.85,null,1,1,1,153,164,230,null,0,0,0,1,{"$error":"#VALUE!"},0,0,{"$error":"#VALUE!"},0.81466996609637188,0.75619868948084668,null,1,1,0.99999999999999978,0.99999999999999978,null,0]
["3601602015",{"$f":"'DBH-Upgrade'!$K$8-$CL3732","v":70},15,3,60,160,20,21.5,0,26,30,46.4,3338.4,{"$f":"IF($B3732>$F3732,0,IF($C3732>$G3732,0,ROUND((((($F3732-$B3732)/100)*IF('DBH-Upgrade'!$K$6='DBH-Upgrade'!$K$8,$BZ3746,($BE3732/(($F3732-18)/100))))+((($B3732-18)/100)*$CA3746))*$CE3746,0)))","v":3019},{"$f":"IF($B3732>$F3732,0,IF($C3732>$G3732,0,ROUND((((($F3732-$B3732)/100)*IF('DBH-Upgrade'!$K$6='DBH-Upgrade'!$K$8,$BZ3746,($BE3732/(($F3732-18)/100))))+((($B3732-18)/100)*$CA3746))*$CD3746,0)))","v":3278},{"$f":"IF($B3732>$F3732,0,IF($C3732>$G3732,0,ROUND(((($F3732-$B3732)/100)*IF('DBH-Upgrade'!$K$6='DBH-Upgrade'!$K$8,$BZ3746,($BE3732/(($F3732-18)/100))))+((($B3732-18)/100)*$CA3746),0)))","v":4180},1.5,1.08,1.08,1.08,3338,{"$f":"IF($B3732>$F3732,0,IF($C3732>$G3732,0,ROUND(((($F3732-$B3732)/100)*(IF('DBH-Upgrade'!$K$6='DBH-Upgrade'!$K$8,$BZ3746,($BE3732/(($F3732-18)/100))))*$CH3746)+((($B3732-18)/100)*$CA3746*$CE3746*$CG3746),0)))","v":3594},{"$f":"IF($B3732>$F3732,0,IF($C3732>$G3732,0,ROUND(((($F3732-$B3732)/100)*(IF('DBH-Upgrade'!$K$6='DBH-Upgrade'!$K$8,$BZ3746,($BE3732/(($F3732-18)/100))))*$CH3746)+((($B3732-18)/100)*$CA3746*$CD3746*$CG3746),0)))","v":3724},{"$f":"IF($B3732>$F3732,0,IF($C3732>$G3732,0,ROUND(((($F3732-$B3732)/100)*(IF('DBH-Upgrade'!$K$6='DBH-Upgrade'!$K$8,$BZ3746,($BE3732/(($F3732-18)/100))))*$CH3746)+((($B3732-18)/100)*$CA3746*$CG3746),0)))","v":4180},287,309,320,359,0.36616420354196472,0.42298758160141758,0.45290638719147119,0.56705959730259092,1.2760000000000001E-4,1.7219,2,3.76611E-4,{"$f":"IF($B3732>$F3732,0,IF($C3732>$G3732,0,ROUND((((($F3732-$B3732)/100)*IF('DBH-Upgrade'!$K$6='DBH-Upgrade'!$K$8,$CC3746,($BF3732/(($F3732-18)/100))))+((($B3732-18)/100)*$CB3746))*IF($E3732>50,IF($G3732=11,(1-(($E3732-50)*0.005)),IF($G3732=16,(1-(($E3732-50)*0.005)),IF($G3732=21,(1-(($E3732-50)*0.005)),1))),1)*$CE3746,0)))","v":239},{"$f":"IF($B3732>$F3732,0,IF($C3732>$G3732,0,ROUND((((($F3732-$B3732)/100)*IF('DBH-Upgrade'!$K$6='DBH-Upgrade'!$K$8,$CC3746,($BF3732/(($F3732-18)/100))))+((($B3732-18)/100)*$CB3746))*IF($E3732>50,IF($G3732=11,(1-(($E3732-50)*0.005)),IF($G3732=16,(1-(($E3732-50)*0.005)),IF($G3732=21,(1-(($E3732-50)*0.005)),1))),1)*$CD3746,0)))","v":260},{"$f":"IF($B3732>$F3732,0,IF($C3732>$G3732,0,ROUND((((($F3732-$B3732)/100)*IF('DBH-Upgrade'!$K$6='DBH-Upgrade'!$K$8,$CC3746,($BF3732/(($F3732-18)/100))))+((($B3732-18)/100)*$CB3746))*IF($E3732>50,IF($G3732=11,(1-(($E3732-50)*0.005)),IF($G3732=16,(1-(($E3732-50)*0.005)),IF($G3732=21,(1-(($E3732-50)*0.005)),1))),1),0)))","v":331},0.95,0.95,0.95,189,205,261,81,88,112,3.1253894241908213E-2,3.6699905369526539E-2,5.8594736577099356E-2,2.1,5.5,5.9,7.9,null,4173,null,0.8,null,null,0,13.2,15.1,21.85,null,1,1,1,189,205,261,null,0,0,0,1,1615,3238,442,63,0.71879122259285499,0.67122872584611504,null,1,1,0.99999999999999978,0.99999999999999978,null,0]
["3602001115",{"$f":"'DBH-Upgrade'!$K$8-$CL3741","v":70},15,3,60,200,11,11.5,0,26,30,47.1,2031.8400000000001,{"$f":"IF($B3741>$F3741,0,IF($C3741>$G3741,0,ROUND((((($F3741-$B3741)/100)*IF('DBH-Upgrade'!$K$6='DBH-Upgrade'!$K$8,$BZ3755,($BE3741/(($F3741-18)/100))))+((($B3741-18)/100)*$CA3755))*$CE3755,0)))","v":0},{"$f":"IF($B3741>$F3741,0,IF($C3741>$G3741,0,ROUND((((($F3741-$B3741)/100)*IF('DBH-Upgrade'!$K$6='DBH-Upgrade'!$K$8,$BZ3755,($BE3741/(($F3741-18)/100))))+((($B3741-18)/100)*$CA3755))*$CD3755,0)))","v":0},{"$f":"IF($B3741>$F3741,0,IF($C3741>$G3741,0,ROUND(((($F3741-$B3741)/100)*IF('DBH-Upgrade'!$K$6='DBH-Upgrade'!$K$8,$BZ3755,($BE3741/(($F3741-18)/100))))+((($B3741-18)/100)*$CA3755),0)))","v":0},1.5,1.1000000000000001,1.1000000000000001,1.1000000000000001,2032,{"$f":"IF($B3741>$F3741,0,IF($C3741>$G3741,0,ROUND(((($F3741-$B3741)/100)*(IF('DBH-Upgrade'!$K$6='DBH-Upgrade'!$K$8,$BZ3755,($BE3741/(($F3741-18)/100))))*$CH3755)+((($B3741-18)/100)*$CA3755*$CE3755*$CG3755),0)))","v":0},{"$f":"IF($B3741>$F3741,0,IF($C3741>$G3741,0,ROUND(((($F3741-$B3741)/100)*(IF('DBH-Upgrade'!$K$6='DBH-Upgrade'!$K$8,$BZ3755,($BE3741/(($F3741-18)/100))))*$CH3755)+((($B3741-18)/100)*$CA3755*$CD3755*$CG3755),0)))","v":0},{"$f":"IF($B3741>$F3741,0,IF($C3741>$G3741,0,ROUND(((($F3741-$B3741)/100)*(IF('DBH-Upgrade'!$K$6='DBH-Upgrade'!$K$8,$BZ3755,($BE3741/(($F3741-18)/100))))*$CH3755)+((($B3741-18)/100)*$CA3755*$CG3755),0)))","v":0},175,0,0,0,0.39691122503965542,0,0,0,3.969E-4,1.7345999999999999,4,5.7428799999999995E-4,{"$f":"IF($B3741>$F3741,0,IF($C3741>$G3741,0,ROUND((((($F3741-$B3741)/100)*IF('DBH-Upgrade'!$K$6='DBH-Upgrade'!$K$8,$CC3755,($BF3741/(($F3741-18)/100))))+((($B3741-18)/100)*$CB3755))*IF($E3741>50,IF($G3741=11,(1-(($E3741-50)*0.005)),IF($G3741=16,(1-(($E3741-50)*0.005)),IF($G3741=21,(1-(($E3741-50)*0.005)),1))),1)*$CE3755,0)))","v":0},{"$f":"IF($B3741>$F3741,0,IF($C3741>$G3741,0,ROUND((((($F3741-$B3741)/100)*IF('DBH-Upgrade'!$K$6='DBH-Upgrade'!$K$8,$CC3755,($BF3741/(($F3741-18)/100))))+((($B3741-18)/100)*$CB3755))*IF($E3741>50,IF($G3741=11,(1-(($E3741-50)*0.005)),IF($G3741=16,(1-(($E3741-50)*0.005)),IF($G3741=21,(1-(($E3741-50)*0.005)),1))),1)*$CD3755,0)))","v":0},{"$f":"IF($B3741>$F3741,0,IF($C3741>$G3741,0,ROUND((((($F3741-$B3741)/100)*IF('DBH-Upgrade'!$K$6='DBH-Upgrade'!$K$8,$CC3755,($BF3741/(($F3741-18)/100))))+((($B3741-18)/100)*$CB3755))*IF($E3741>50,IF($G3741=11,(1-(($E3741-50)*0.005)),IF($G3741=16,(1-(($E3741-50)*0.005)),IF($G3741=21,(1-(($E3741-50)*0.005)),1))),1),0)))","v":0},0.95,0.95,0.95,0,0,0,0,0,0,0,0,0,2.7,5.5,5.9,7.9,null,2988,null,0.68,null,null,0,13.2,15.1,21.85,null,1,1,1,0,0,0,null,0,0,0,1,2489,6098,791,92,0.7127093372490777,0.66550507053605756,null,1,1,0.99999999999999978,0.99999999999999978,null,0]
["3602002015",{"$f":"'DBH-Upgrade'!$K$8-$CL3744","v":70},15,3,60,200,20,21.5,0,26,30,47.1,4172.8,{"$f":"IF($B3744>$F3744,0,IF($C3744>$G3744,0,ROUND((((($F3744-$B3744)/100)*IF('DBH-Upgrade'!$K$6='DBH-Upgrade'!$K$8,$BZ3758,($BE3744/(($F3744-18)/100))))+((($B3744-18)/100)*$CA3758))*$CE3758,0)))","v":3597},{"$f":"IF($B3744>$F3744,0,IF($C3744>$G3744,0,ROUND((((($F3744-$B3744)/100)*IF('DBH-Upgrade'!$K$6='DBH-Upgrade'!$K$8,$BZ3758,($BE3744/(($F3744-18)/100))))+((($B3744-18)/100)*$CA3758))*$CD3758,0)))","v":3921},{"$f":"IF($B3744>$F3744,0,IF($C3744>$G3744,0,ROUND(((($F3744-$B3744)/100)*IF('DBH-Upgrade'!$K$6='DBH-Upgrade'!$K$8,$BZ3758,($BE3744/(($F3744-18)/100))))+((($B3744-18)/100)*$CA3758),0)))","v":5100},1.5,1.08,1.08,1.08,4173,{"$f":"IF($B3744>$F3744,0,IF($C3744>$G3744,0,ROUND(((($F3744-$B3744)/100)*(IF('DBH-Upgrade'!$K$6='DBH-Upgrade'!$K$8,$BZ3758,($BE3744/(($F3744-18)/100))))*$CH3758)+((($B3744-18)/100)*$CA3758*$CE3758*$CG3758),0)))","v":4477},{"$f":"IF($B3744>$F3744,0,IF($C3744>$G3744,0,ROUND(((($F3744-$B3744)/100)*(IF('DBH-Upgrade'!$K$6='DBH-Upgrade'!$K$8,$BZ3758,($BE3744/(($F3744-18)/100))))*$CH3758)+((($B3744-18)/100)*$CA3758*$CD3758*$CG3758),0)))","v":4611},{"$f":"IF($B3744>$F3744,0,IF($C3744>$G3744,0,ROUND(((($F3744-$B3744)/100)*(IF('DBH-Upgrade'!$K$6='DBH-Upgrade'!$K$8,$BZ3758,($BE3744/(($F3744-18)/100))))*$CH3758)+((($B3744-18)/100)*$CA3758*$CG3758),0)))","v":5100},359,385,397,439,0.59216596401984123,0.6784652615383655,0.72023081839395831,0.87601157275146602,1.2760000000000001E-4,1.7219,2,3.76611E-4,{"$f":"IF($B3744>$F3744,0,IF($C3744>$G3744,0,ROUND((((($F3744-$B3744)/100)*IF('DBH-Upgrade'!$K$6='DBH-Upgrade'!$K$8,$CC3758,($BF3744/(($F3744-18)/100))))+((($B3744-18)/100)*$CB3758))*IF($E3744>50,IF($G3744=11,(1-(($E3744-50)*0.005)),IF($G3744=16,(1-(($E3744-50)*0.005)),IF($G3744=21,(1-(($E3744-50)*0.005)),1))),1)*$CE3758,0)))","v":256},{"$f":"IF($B3744>$F3744,0,IF($C3744>$G3744,0,ROUND((((($F3744-$B3744)/100)*IF('DBH-Upgrade'!$K$6='DBH-Upgrade'!$K$8,$CC3758,($BF3744/(($F3744-18)/100))))+((($B3744-18)/100)*$CB3758))*IF($E3744>50,IF($G3744=11,(1-(($E3744-50)*0.005)),IF($G3744=16,(1-(($E3744-50)*0.005)),IF($G3744=21,(1-(($E3744-50)*0.005)),1))),1)*$CD3758,0)))","v":279},{"$f":"IF($B3744>$F3744,0,IF($C3744>$G3744,0,ROUND((((($F3744-$B3744)/100)*IF('DBH-Upgrade'!$K$6='DBH-Upgrade'!$K$8,$CC3758,($BF3744/(($F3744-18)/100))))+((($B3744-18)/100)*$CB3758))*IF($E3744>50,IF($G3744=11,(1-(($E3744-50)*0.005)),IF($G3744=16,(1-(($E3744-50)*0.005)),IF($G3744=21,(1-(($E3744-50)*0.005)),1))),1),0)))","v":362},0.95,0.95,0.95,184,201,261,79,86,112,3.1628472952084111E-2,3.7244192148433865E-2,6.1973169108390389E-2,2.7,5.5,5.9,7.9,null,{"$f":"$BE1110","v":5216},null,0.8,null,null,0,13.2,15.1,21.85,null,1,1,1,184,201,261,null,0,0,0,1,1615,3238,442,63,0.70153112340864476,0.65706930534609798,null,1,1,0.99999999999999978,0.99999999999999978,null,0]
["3602401015",{"$f":"'DBH-Upgrade'!$K$8-$CL3752","v":70},15,3,60,240,10,11.5,0,26,30,48.1,2527.2000000000003,{"$f":"IF($B3752>$F3752,0,IF($C3752>$G3752,0,ROUND((((($F3752-$B3752)/100)*IF('DBH-Upgrade'!$K$6='DBH-Upgrade'!$K$8,$BZ3766,($BE3752/(($F3752-18)/100))))+((($B3752-18)/100)*$CA3766))*$CE3766,0)))","v":0},{"$f":"IF($B3752>$F3752,0,IF($C3752>$G3752,0,ROUND((((($F3752-$B3752)/100)*IF('DBH-Upgrade'!$K$6='DBH-Upgrade'!$K$8,$BZ3766,($BE3752/(($F3752-18)/100))))+((($B3752-18)/100)*$CA3766))*$CD3766,0)))","v":0},{"$f":"IF($B3752>$F3752,0,IF($C3752>$G3752,0,ROUND(((($F3752-$B3752)/100)*IF('DBH-Upgrade'!$K$6='DBH-Upgrade'!$K$8,$BZ3766,($BE3752/(($F3752-18)/100))))+((($B3752-18)/100)*$CA3766),0)))","v":0},1.5,1.08,1.08,1.08,2527,{"$f":"IF($B3752>$F3752,0,IF($C3752>$G3752,0,ROUND(((($F3752-$B3752)/100)*(IF('DBH-Upgrade'!$K$6='DBH-Upgrade'!$K$8,$BZ3766,($BE3752/(($F3752-18)/100))))*$CH3766)+((($B3752-18)/100)*$CA3766*$CE3766*$CG3766),0)))","v":0},{"$f":"IF($B3752>$F3752,0,IF($C3752>$G3752,0,ROUND(((($F3752-$B3752)/100)*(IF('DBH-Upgrade'!$K$6='DBH-Upgrade'!$K$8,$BZ3766,($BE3752/(($F3752-18)/100))))*$CH3766)+((($B3752-18)/100)*$CA3766*$CD3766*$CG3766),0)))","v":0},{"$f":"IF($B3752>$F3752,0,IF($C3752>$G3752,0,ROUND(((($F3752-$B3752)/100)*(IF('DBH-Upgrade'!$K$6='DBH-Upgrade'!$K$8,$BZ3766,($BE3752/(($F3752-18)/100))))*$CH3766)+((($B3752-18)/100)*$CA3766*$CG3766),0)))","v":0},217,0,0,0,0.36771845206108233,0,0,0,3.969E-4,1.7345999999999999,2,3.6734700000000002E-4,{"$f":"IF($B3752>$F3752,0,IF($C3752>$G3752,0,ROUND((((($F3752-$B3752)/100)*IF('DBH-Upgrade'!$K$6='DBH-Upgrade'!$K$8,$CC3766,($BF3752/(($F3752-18)/100))))+((($B3752-18)/100)*$CB3766))*IF($E3752>50,IF($G3752=11,(1-(($E3752-50)*0.005)),IF($G3752=16,(1-(($E3752-50)*0.005)),IF($G3752=21,(1-(($E3752-50)*0.005)),1))),1)*$CE3766,0)))","v":0},{"$f":"IF($B3752>$F3752,0,IF($C3752>$G3752,0,ROUND((((($F3752-$B3752)/100)*IF('DBH-Upgrade'!$K$6='DBH-Upgrade'!$K$8,$CC3766,($BF3752/(($F3752-18)/100))))+((($B3752-18)/100)*$CB3766))*IF($E3752>50,IF($G3752=11,(1-(($E3752-50)*0.005)),IF($G3752=16,(1-(($E3752-50)*0.005)),IF($G3752=21,(1-(($E3752-50)*0.005)),1))),1)*$CD3766,0)))","v":0},{"$f":"IF($B3752>$F3752,0,IF($C3752>$G3752,0,ROUND((((($F3752-$B3752)/100)*IF('DBH-Upgrade'!$K$6='DBH-Upgrade'!$K$8,$CC3766,($BF3752/(($F3752-18)/100))))+((($B3752-18)/100)*$CB3766))*IF($E3752>50,IF($G3752=11,(1-(($E3752-50)*0.005)),IF($G3752=16,(1-(($E3752-50)*0.005)),IF($G3752=21,(1-(($E3752-50)*0.005)),1))),1),0)))","v":0},0.98,0.98,0.98,0,0,0,0,0,0,0,0,0,1.6,5.5,5.9,7.9,null,2808,null,0.9,null,null,0,13.2,15.1,21.85,null,1,1,1,0,0,0,null,0,0,0,1,2298,4062,502,78,0.78402243332267385,0.72223627558039949,null,1,1,0.99999999999999978,0.99999999999999978,null,0]
["3602402115",{"$f":"'DBH-Upgrade'!$K$8-$CL3757","v":70},15,3,60,240,21,21.5,0,26,30,48.1,5533.6,{"$f":"IF($B3757>$F3757,0,IF($C3757>$G3757,0,ROUND((((($F3757-$B3757)/100)*IF('DBH-Upgrade'!$K$6='DBH-Upgrade'!$K$8,$BZ3771,($BE3757/(($F3757-18)/100))))+((($B3757-18)/100)*$CA3771))*$CE3771,0)))","v":4870},{"$f":"IF($B3757>$F3757,0,IF($C3757>$G3757,0,ROUND((((($F3757-$B3757)/100)*IF('DBH-Upgrade'!$K$6='DBH-Upgrade'!$K$8,$BZ3771,($BE3757/(($F3757-18)/100))))+((($B3757-18)/100)*$CA3771))*$CD3771,0)))","v":5048},{"$f":"IF($B3757>$F3757,0,IF($C3757>$G3757,0,ROUND(((($F3757-$B3757)/100)*IF('DBH-Upgrade'!$K$6='DBH-Upgrade'!$K$8,$BZ3771,($BE3757/(($F3757-18)/100))))+((($B3757-18)/100)*$CA3771),0)))","v":7402},1.5,1.05,1.05,1.05,5534,{"$f":"IF($B3757>$F3757,0,IF($C3757>$G3757,0,ROUND(((($F3757-$B3757)/100)*(IF('DBH-Upgrade'!$K$6='DBH-Upgrade'!$K$8,$BZ3771,($BE3757/(($F3757-18)/100))))*$CH3771)+((($B3757-18)/100)*$CA3771*$CE3771*$CG3771),0)))","v":6318},{"$f":"IF($B3757>$F3757,0,IF($C3757>$G3757,0,ROUND(((($F3757-$B3757)/100)*(IF('DBH-Upgrade'!$K$6='DBH-Upgrade'!$K$8,$BZ3771,($BE3757/(($F3757-18)/100))))*$CH3771)+((($B3757-18)/100)*$CA3771*$CD3771*$CG3771),0)))","v":6394},{"$f":"IF($B3757>$F3757,0,IF($C3757>$G3757,0,ROUND(((($F3757-$B3757)/100)*(IF('DBH-Upgrade'!$K$6='DBH-Upgrade'!$K$8,$BZ3771,($BE3757/(($F3757-18)/100))))*$CH3771)+((($B3757-18)/100)*$CA3771*$CG3771),0)))","v":7402},476,543,550,637,1.6020615860345597,2.0632618309002422,2.1146944931537615,2.8049312937479445,1.2760000000000001E-4,1.7219,4,5.1420100000000005E-4,{"$f":"IF($B3757>$F3757,0,IF($C3757>$G3757,0,ROUND((((($F3757-$B3757)/100)*IF('DBH-Upgrade'!$K$6='DBH-Upgrade'!$K$8,$CC3771,($BF3757/(($F3757-18)/100))))+((($B3757-18)/100)*$CB3771))*IF($E3757>50,IF($G3757=11,(1-(($E3757-50)*0.005)),IF($G3757=16,(1-(($E3757-50)*0.005)),IF($G3757=21,(1-(($E3757-50)*0.005)),1))),1)*$CE3771,0)))","v":355},{"$f":"IF($B3757>$F3757,0,IF($C3757>$G3757,0,ROUND((((($F3757-$B3757)/100)*IF('DBH-Upgrade'!$K$6='DBH-Upgrade'!$K$8,$CC3771,($BF3757/(($F3757-18)/100))))+((($B3757-18)/100)*$CB3771))*IF($E3757>50,IF($G3757=11,(1-(($E3757-50)*0.005)),IF($G3757=16,(1-(($E3757-50)*0.005)),IF($G3757=21,(1-(($E3757-50)*0.005)),1))),1)*$CD3771,0)))","v":368},{"$f":"IF($B3757>$F3757,0,IF($C3757>$G3757,0,ROUND((((($F3757-$B3757)/100)*IF('DBH-Upgrade'!$K$6='DBH-Upgrade'!$K$8,$CC3771,($BF3757/(($F3757-18)/100))))+((($B3757-18)/100)*$CB3771))*IF($E3757>50,IF($G3757=11,(1-(($E3757-50)*0.005)),IF($G3757=16,(1-(($E3757-50)*0.005)),IF($G3757=21,(1-(($E3757-50)*0.005)),1))),1),0)))","v":539},0.85,0.85,0.85,271,280,411,117,120,177,0.11006636385434665,0.11547992532017683,0.24167542818060672,6.4,5.5,5.9,7.9,null,6917,null,0.8,null,null,0,13.2,15.1,21.85,null,1,1,1,271,280,411,null,0,0,0,1,3238,4735,725,75,0.69291747680457172,0.65762042960065581,null,1,1,0.99999999999999978,0.99999999999999978,null,0]
["3602801515",{"$f":"'DBH-Upgrade'!$K$8-$CL3766","v":70},15,3,60,280,15,16.5,0,26,30,48.9,4180,{"$f":"IF($B3766>$F3766,0,IF($C3766>$G3766,0,ROUND((((($F3766-$B3766)/100)*IF('DBH-Upgrade'!$K$6='DBH-Upgrade'!$K$8,$BZ3780,($BE3766/(($F3766-18)/100))))+((($B3766-18)/100)*$CA3780))*$CE3780,0)))","v":3341},{"$f":"IF($B3766>$F3766,0,IF($C3766>$G3766,0,ROUND((((($F3766-$B3766)/100)*IF('DBH-Upgrade'!$K$6='DBH-Upgrade'!$K$8,$BZ3780,($BE3766/(($F3766-18)/100))))+((($B3766-18)/100)*$CA3780))*$CD3780,0)))","v":3415},{"$f":"IF($B3766>$F3766,0,IF($C3766>$G3766,0,ROUND(((($F3766-$B3766)/100)*IF('DBH-Upgrade'!$K$6='DBH-Upgrade'!$K$8,$BZ3780,($BE3766/(($F3766-18)/100))))+((($B3766-18)/100)*$CA3780),0)))","v":5075},1.5,1.08,1.08,1.08,4180,{"$f":"IF($B3766>$F3766,0,IF($C3766>$G3766,0,ROUND(((($F3766-$B3766)/100)*(IF('DBH-Upgrade'!$K$6='DBH-Upgrade'!$K$8,$BZ3780,($BE3766/(($F3766-18)/100))))*$CH3780)+((($B3766-18)/100)*$CA3780*$CE3780*$CG3780),0)))","v":4500},{"$f":"IF($B3766>$F3766,0,IF($C3766>$G3766,0,ROUND(((($F3766-$B3766)/100)*(IF('DBH-Upgrade'!$K$6='DBH-Upgrade'!$K$8,$BZ3780,($BE3766/(($F3766-18)/100))))*$CH3780)+((($B3766-18)/100)*$CA3780*$CD3780*$CG3780),0)))","v":4525},{"$f":"IF($B3766>$F3766,0,IF($C3766>$G3766,0,ROUND(((($F3766-$B3766)/100)*(IF('DBH-Upgrade'!$K$6='DBH-Upgrade'!$K$8,$BZ3780,($BE3766/(($F3766-18)/100))))*$CH3780)+((($B3766-18)/100)*$CA3780*$CG3780),0)))","v":5075},359,387,389,436,0.85882761083652648,0.99145112914790623,1.0012746976571101,1.2455262429059895,2.0829999999999999E-4,1.724,2,4.6182900000000003E-4,{"$f":"IF($B3766>$F3766,0,IF($C3766>$G3766,0,ROUND((((($F3766-$B3766)/100)*IF('DBH-Upgrade'!$K$6='DBH-Upgrade'!$K$8,$CC3780,($BF3766/(($F3766-18)/100))))+((($B3766-18)/100)*$CB3780))*IF($E3766>50,IF($G3766=11,(1-(($E3766-50)*0.005)),IF($G3766=16,(1-(($E3766-50)*0.005)),IF($G3766=21,(1-(($E3766-50)*0.005)),1))),1)*$CE3780,0)))","v":238},{"$f":"IF($B3766>$F3766,0,IF($C3766>$G3766,0,ROUND((((($F3766-$B3766)/100)*IF('DBH-Upgrade'!$K$6='DBH-Upgrade'!$K$8,$CC3780,($BF3766/(($F3766-18)/100))))+((($B3766-18)/100)*$CB3780))*IF($E3766>50,IF($G3766=11,(1-(($E3766-50)*0.005)),IF($G3766=16,(1-(($E3766-50)*0.005)),IF($G3766=21,(1-(($E3766-50)*0.005)),1))),1)*$CD3780,0)))","v":244},{"$f":"IF($B3766>$F3766,0,IF($C3766>$G3766,0,ROUND((((($F3766-$B3766)/100)*IF('DBH-Upgrade'!$K$6='DBH-Upgrade'!$K$8,$CC3780,($BF3766/(($F3766-18)/100))))+((($B3766-18)/100)*$CB3780))*IF($E3766>50,IF($G3766=11,(1-(($E3766-50)*0.005)),IF($G3766=16,(1-(($E3766-50)*0.005)),IF($G3766=21,(1-(($E3766-50)*0.005)),1))),1),0)))","v":362},1.01,1.01,1.01,151,155,230,65,67,99,3.3597611912174655E-2,3.5568858817168564E-2,7.4257020233768151E-2,2.8,5.5,5.9,7.9,null,5225,null,0.8,null,null,0,13.2,15.1,21.85,null,1,1,1,151,155,230,null,0,0,0,1,{"$error":"#VALUE!"},0,0,{"$error":"#VALUE!"},0.75027509009945204,0.68488673514658593,null,1,1,0.99999999999999978,0.99999999999999978,null,0]
["3602802115",{"$f":"'DBH-Upgrade'!$K$8-$CL3769","v":70},15,3,60,280,21,21.5,0,26,30,48.9,6456,{"$f":"IF($B3769>$F3769,0,IF($C3769>$G3769,0,ROUND((((($F3769-$B3769)/100)*IF('DBH-Upgrade'!$K$6='DBH-Upgrade'!$K$8,$BZ3783,($BE3769/(($F3769-18)/100))))+((($B3769-18)/100)*$CA3783))*$CE3783,0)))","v":5528},{"$f":"IF($B3769>$F3769,0,IF($C3769>$G3769,0,ROUND((((($F3769-$B3769)/100)*IF('DBH-Upgrade'!$K$6='DBH-Upgrade'!$K$8,$BZ3783,($BE3769/(($F3769-18)/100))))+((($B3769-18)/100)*$CA3783))*$CD3783,0)))","v":5651},{"$f":"IF($B3769>$F3769,0,IF($C3769>$G3769,0,ROUND(((($F3769-$B3769)/100)*IF('DBH-Upgrade'!$K$6='DBH-Upgrade'!$K$8,$BZ3783,($BE3769/(($F3769-18)/100))))+((($B3769-18)/100)*$CA3783),0)))","v":8398},1.5,1.05,1.05,1.05,6456,{"$f":"IF($B3769>$F3769,0,IF($C3769>$G3769,0,ROUND(((($F3769-$B3769)/100)*(IF('DBH-Upgrade'!$K$6='DBH-Upgrade'!$K$8,$BZ3783,($BE3769/(($F3769-18)/100))))*$CH3783)+((($B3769-18)/100)*$CA3783*$CE3783*$CG3783),0)))","v":7314},{"$f":"IF($B3769>$F3769,0,IF($C3769>$G3769,0,ROUND(((($F3769-$B3769)/100)*(IF('DBH-Upgrade'!$K$6='DBH-Upgrade'!$K$8,$BZ3783,($BE3769/(($F3769-18)/100))))*$CH3783)+((($B3769-18)/100)*$CA3783*$CD3783*$CG3783),0)))","v":7361},{"$f":"IF($B3769>$F3769,0,IF($C3769>$G3769,0,ROUND(((($F3769-$B3769)/100)*(IF('DBH-Upgrade'!$K$6='DBH-Upgrade'!$K$8,$BZ3783,($BE3769/(($F3769-18)/100))))*$CH3783)+((($B3769-18)/100)*$CA3783*$CG3783),0)))","v":8398},555,629,633,722,2.258122327655359,2.8694142948843004,2.9044631391268019,3.7372400205125089,1.2760000000000001E-4,1.7219,4,5.1420100000000005E-4,{"$f":"IF($B3769>$F3769,0,IF($C3769>$G3769,0,ROUND((((($F3769-$B3769)/100)*IF('DBH-Upgrade'!$K$6='DBH-Upgrade'!$K$8,$CC3783,($BF3769/(($F3769-18)/100))))+((($B3769-18)/100)*$CB3783))*IF($E3769>50,IF($G3769=11,(1-(($E3769-50)*0.005)),IF($G3769=16,(1-(($E3769-50)*0.005)),IF($G3769=21,(1-(($E3769-50)*0.005)),1))),1)*$CE3783,0)))","v":378},{"$f":"IF($B3769>$F3769,0,IF($C3769>$G3769,0,ROUND((((($F3769-$B3769)/100)*IF('DBH-Upgrade'!$K$6='DBH-Upgrade'!$K$8,$CC3783,($BF3769/(($F3769-18)/100))))+((($B3769-18)/100)*$CB3783))*IF($E3769>50,IF($G3769=11,(1-(($E3769-50)*0.005)),IF($G3769=16,(1-(($E3769-50)*0.005)),IF($G3769=21,(1-(($E3769-50)*0.005)),1))),1)*$CD3783,0)))","v":386},{"$f":"IF($B3769>$F3769,0,IF($C3769>$G3769,0,ROUND((((($F3769-$B3769)/100)*IF('DBH-Upgrade'!$K$6='DBH-Upgrade'!$K$8,$CC3783,($BF3769/(($F3769-18)/100))))+((($B3769-18)/100)*$CB3783))*IF($E3769>50,IF($G3769=11,(1-(($E3769-50)*0.005)),IF($G3769=16,(1-(($E3769-50)*0.005)),IF($G3769=21,(1-(($E3769-50)*0.005)),1))),1),0)))","v":574},0.85,0.85,0.85,271,277,411,117,119,177,0.11735096819160669,0.12116195198519836,0.25653416532890577,7.5,5.5,5.9,7.9,null,8070,null,0.8,null,null,0,13.2,15.1,21.85,null,1,1,1,271,277,411,null,0,0,0,1,3238,4735,725,75,0.68190440163328403,0.65796861393376183,null,1,1,0.99999999999999978,0.99999999999999978,null,0]
["370601115",{"$f":"'DBH-Upgrade'!$K$8-$CL3777","v":70},15,3,70,60,11,11.5,0,26,30,41.1,648.72,{"$f":"IF($B3777>$F3777,0,IF($C3777>$G3777,0,ROUND((((($F3777-$B3777)/100)*IF('DBH-Upgrade'!$K$6='DBH-Upgrade'!$K$8,$BZ3791,($BE3777/(($F3777-18)/100))))+((($B3777-18)/100)*$CA3791))*$CE3791,0)))","v":0},{"$f":"IF($B3777>$F3777,0,IF($C3777>$G3777,0,ROUND((((($F3777-$B3777)/100)*IF('DBH-Upgrade'!$K$6='DBH-Upgrade'!$K$8,$BZ3791,($BE3777/(($F3777-18)/100))))+((($B3777-18)/100)*$CA3791))*$CD3791,0)))","v":0},{"$f":"IF($B3777>$F3777,0,IF($C3777>$G3777,0,ROUND(((($F3777-$B3777)/100)*IF('DBH-Upgrade'!$K$6='DBH-Upgrade'!$K$8,$BZ3791,($BE3777/(($F3777-18)/100))))+((($B3777-18)/100)*$CA3791),0)))","v":0},1.5,1.1000000000000001,1.1000000000000001,1.1000000000000001,649,{"$f":"IF($B3777>$F3777,0,IF($C3777>$G3777,0,ROUND(((($F3777-$B3777)/100)*(IF('DBH-Upgrade'!$K$6='DBH-Upgrade'!$K$8,$BZ3791,($BE3777/(($F3777-18)/100))))*$CH3791)+((($B3777-18)/100)*$CA3791*$CE3791*$CG3791),0)))","v":0},{"$f":"IF($B3777>$F3777,0,IF($C3777>$G3777,0,ROUND(((($F3777-$B3777)/100)*(IF('DBH-Upgrade'!$K$6='DBH-Upgrade'!$K$8,$BZ3791,($BE3777/(($F3777-18)/100))))*$CH3791)+((($B3777-18)/100)*$CA3791*$CD3791*$CG3791),0)))","v":0},{"$f":"IF($B3777>$F3777,0,IF($C3777>$G3777,0,ROUND(((($F3777-$B3777)/100)*(IF('DBH-Upgrade'!$K$6='DBH-Upgrade'!$K$8,$BZ3791,($BE3777/(($F3777-18)/100))))*$CH3791)+((($B3777-18)/100)*$CA3791*$CG3791),0)))","v":0},56,0,0,0,2.5293800031362657E-2,0,0,0,3.969E-4,1.7345999999999999,4,5.7428799999999995E-4,{"$f":"IF($B3777>$F3777,0,IF($C3777>$G3777,0,ROUND((((($F3777-$B3777)/100)*IF('DBH-Upgrade'!$K$6='DBH-Upgrade'!$K$8,$CC3791,($BF3777/(($F3777-18)/100))))+((($B3777-18)/100)*$CB3791))*IF($E3777>50,IF($G3777=11,(1-(($E3777-50)*0.005)),IF($G3777=16,(1-(($E3777-50)*0.005)),IF($G3777=21,(1-(($E3777-50)*0.005)),1))),1)*$CE3791,0)))","v":0},{"$f":"IF($B3777>$F3777,0,IF($C3777>$G3777,0,ROUND((((($F3777-$B3777)/100)*IF('DBH-Upgrade'!$K$6='DBH-Upgrade'!$K$8,$CC3791,($BF3777/(($F3777-18)/100))))+((($B3777-18)/100)*$CB3791))*IF($E3777>50,IF($G3777=11,(1-(($E3777-50)*0.005)),IF($G3777=16,(1-(($E3777-50)*0.005)),IF($G3777=21,(1-(($E3777-50)*0.005)),1))),1)*$CD3791,0)))","v":0},{"$f":"IF($B3777>$F3777,0,IF($C3777>$G3777,0,ROUND((((($F3777-$B3777)/100)*IF('DBH-Upgrade'!$K$6='DBH-Upgrade'!$K$8,$CC3791,($BF3777/(($F3777-18)/100))))+((($B3777-18)/100)*$CB3791))*IF($E3777>50,IF($G3777=11,(1-(($E3777-50)*0.005)),IF($G3777=16,(1-(($E3777-50)*0.005)),IF($G3777=21,(1-(($E3777-50)*0.005)),1))),1),0)))","v":0},0.95,0.95,0.95,0,0,0,0,0,0,0,0,0,0.8,"DBH-unit is too long!","DBH-unit is too long!","DBH-unit is too long!",null,954,null,0.68,null,null,0,"DBH-unit is too long!","DBH-unit is too long!","DBH-unit is too long!",null,1,1,1,0,0,0,null,0,0,0,1,2489,6098,791,92,0.68190449384530405,0.65796861393376183,null,1,1,0.99999999999999978,0.99999999999999978,null,0]
["370702115",{"$f":"'DBH-Upgrade'!$K$8-$CL3787","v":60},15,3,70,70,21,{"$f":"IF(G3787=10,11.5,IF(G3787=11,11.5,IF(G3787=15,16.5,IF(G3787=16,16.5,IF(G3787=20,21.5,IF(G3787=21,21.5,))))))","v":21.5},0,26,30,41.1,1779.2,{"$f":"IF($B3787>$F3787,0,IF($C3787>$G3787,0,ROUND((((($F3787-$B3787)/100)*IF('DBH-Upgrade'!$K$6='DBH-Upgrade'!$K$8,$BZ3801,($BE3787/(($F3787-18)/100))))+((($B3787-18)/100)*$CA3801))*$CE3801,0)))","v":1978},{"$f":"IF($B3787>$F3787,0,IF($C3787>$G3787,0,ROUND((((($F3787-$B3787)/100)*IF('DBH-Upgrade'!$K$6='DBH-Upgrade'!$K$8,$BZ3801,($BE3787/(($F3787-18)/100))))+((($B3787-18)/100)*$CA3801))*$CD3801,0)))","v":2123},{"$f":"IF($B3787>$F3787,0,IF($C3787>$G3787,0,ROUND(((($F3787-$B3787)/100)*IF('DBH-Upgrade'!$K$6='DBH-Upgrade'!$K$8,$BZ3801,($BE3787/(($F3787-18)/100))))+((($B3787-18)/100)*$CA3801),0)))","v":2810},1.5,1.05,1.05,1.05,{"$f":"ROUND(M3787*POWER((($S$1-$S$2)/LN(($S$1-$S$3)/($S$2-$S$3)))/((75-65)/LN((75-20)/(65-20))),Q3787),0)","v":1779},{"$f":"IF($B3787>$F3787,0,IF($C3787>$G3787,0,ROUND(((($F3787-$B3787)/100)*(IF('DBH-Upgrade'!$K$6='DBH-Upgrade'!$K$8,$BZ3801,($BE3787/(($F3787-18)/100))))*$CH3801)+((($B3787-18)/100)*$CA3801*$CE3801*$CG3801),0)))","v":2052},{"$f":"IF($B3787>$F3787,0,IF($C3787>$G3787,0,ROUND(((($F3787-$B3787)/100)*(IF('DBH-Upgrade'!$K$6='DBH-Upgrade'!$K$8,$BZ3801,($BE3787/(($F3787-18)/100))))*$CH3801)+((($B3787-18)/100)*$CA3801*$CD3801*$CG3801),0)))","v":2184},{"$f":"IF($B3787>$F3787,0,IF($C3787>$G3787,0,ROUND(((($F3787-$B3787)/100)*(IF('DBH-Upgrade'!$K$6='DBH-Upgrade'!$K$8,$BZ3801,($BE3787/(($F3787-18)/100))))*$CH3801)+((($B3787-18)/100)*$CA3801*$CG3801),0)))","v":2810},{"$f":"ROUND(U3787*3600/(4186*ABS($S$1-$S$2)),0)","v":153},{"$f":"ROUND(V3787*3600/(4186*ABS($S$1-$S$2)),0)","v":176},{"$f":"ROUND(W3787*3600/(4186*ABS($S$1-$S$2)),0)","v":188},{"$f":"ROUND(X3787*3600/(4186*ABS($S$1-$S$2)),0)","v":242},{"$f":"(($AG3787*(Y3787^$AH3787)*((($F3787-14.4)*$AI3787)/100))+($AJ3787*(Y3787^2)))*0.0098","v":0.13403251164424407},{"$f":"(($AG3787*(Z3787^$AH3787)*((($F3787-14.4)*$AI3787)/100))+($AJ3787*(Z3787^2)))*0.0098","v":0.17654645452361445},{"$f":"(($AG3787*(AA3787^$AH3787)*((($F3787-14.4)*$AI3787)/100))+($AJ3787*(AA3787^2)))*0.0098","v":0.20101752179690133},{"$f":"(($AG3787*(AB3787^$AH3787)*((($F3787-14.4)*$AI3787)/100))+($AJ3787*(AB3787^2)))*0.0098","v":0.33050578585065171},1.2760000000000001E-4,1.7219,4,5.1420100000000005E-4,{"$f":"IF($B3787>$F3787,0,IF($C3787>$G3787,0,ROUND((((($F3787-$B3787)/100)*IF('DBH-Upgrade'!$K$6='DBH-Upgrade'!$K$8,$CC3801,($BF3787/(($F3787-18)/100))))+((($B3787-18)/100)*$CB3801))*IF($E3787>50,IF($G3787=11,(1-(($E3787-50)*0.005)),IF($G3787=16,(1-(($E3787-50)*0.005)),IF($G3787=21,(1-(($E3787-50)*0.005)),1))),1)*$CE3801,0)))","v":216},{"$f":"IF($B3787>$F3787,0,IF($C3787>$G3787,0,ROUND((((($F3787-$B3787)/100)*IF('DBH-Upgrade'!$K$6='DBH-Upgrade'!$K$8,$CC3801,($BF3787/(($F3787-18)/100))))+((($B3787-18)/100)*$CB3801))*IF($E3787>50,IF($G3787=11,(1-(($E3787-50)*0.005)),IF($G3787=16,(1-(($E3787-50)*0.005)),IF($G3787=21,(1-(($E3787-50)*0.005)),1))),1)*$CD3801,0)))","v":232},{"$f":"IF($B3787>$F3787,0,IF($C3787>$G3787,0,ROUND((((($F3787-$B3787)/100)*IF('DBH-Upgrade'!$K$6='DBH-Upgrade'!$K$8,$CC3801,($BF3787/(($F3787-18)/100))))+((($B3787-18)/100)*$CB3801))*IF($E3787>50,IF($G3787=11,(1-(($E3787-50)*0.005)),IF($G3787=16,(1-(($E3787-50)*0.005)),IF($G3787=21,(1-(($E3787-50)*0.005)),1))),1),0)))","v":307},{"$f":"IF($G3787=10,0.98,IF($G3787=11,0.95,IF($G3787=15,1.01,IF($G3787=16,0.95,IF($G3787=20,0.95,IF($G3787=21,0.85))))))","v":0.85},0.85,0.85,234,251,332,{"$f":"ROUND(AQ3787*3600/(4186*ABS($AT$1-$AT$2)),0)","v":101},{"$f":"ROUND(AR3787*3600/(4186*ABS($AT$1-$AT$2)),0)","v":108},{"$f":"ROUND(AS3787*3600/(4186*ABS($AT$1-$AT$2)),0)","v":143},{"$f":"(($AG3787*(AT3787^$AH3787)*((($F3787-14.4)*$AI3787)/100))+($AJ3787*(AT3787^2)))*0.0098","v":5.9265113382544192E-2},{"$f":"(($AG3787*(AU3787^$AH3787)*((($F3787-14.4)*$AI3787)/100))+($AJ3787*(AU3787^2)))*0.0098","v":6.7598812440726602E-2},{"$f":"(($AG3787*(AV3787^$AH3787)*((($F3787-14.4)*$AI3787)/100))+($AJ3787*(AV3787^2)))*0.0098","v":0.11735087763183506},1.9,5.5,5.9,7.9,null,2224,null,0.8,null,null,0,13.2,15.1,21.85,null,{"$f":"IF(1/(1+((2258*((0.622/((101325/(1*611*EXP(17.27*((($AT$1+$AT$2)/2)/((($AT$1+$AT$2)/2)+237.3))))))-1)*1000-(0.622/((101325/($AV$1*611*EXP(17.27*($AT$3/($AT$3+237.3))))))-1)*1000))/(1005*((($AT$1+$AT$2)/2)-$AT$3))))>1,1,1/(1+((2258*((0.622/((101325/(1*611*EXP(17.27*((($AT$1+$AT$2)/2)/((($AT$1+$AT$2)/2)+237.3))))))-1)*1000-(0.622/((101325/($AV$1*611*EXP(17.27*($AT$3/($AT$3+237.3))))))-1)*1000))/(1005*((($AT$1+$AT$2)/2)-$AT$3)))))","v":1},1,1,234,251,332,null,0,0,0,1,3238,4735,725,75,0.67294243770541662,0.6582099452827469,null,1,1,0.99999999999999978,0.99999999999999978,null,10]
["370801115",{"$f":"'DBH-Upgrade'!$K$8-$CL3789","v":70},15,3,70,80,11,11.5,0,26,30,42.4,864.96,{"$f":"IF($B3789>$F3789,0,IF($C3789>$G3789,0,ROUND((((($F3789-$B3789)/100)*IF('DBH-Upgrade'!$K$6='DBH-Upgrade'!$K$8,$BZ3803,($BE3789/(($F3789-18)/100))))+((($B3789-18)/100)*$CA3803))*$CE3803,0)))","v":0},{"$f":"IF($B3789>$F3789,0,IF($C3789>$G3789,0,ROUND((((($F3789-$B3789)/100)*IF('DBH-Upgrade'!$K$6='DBH-Upgrade'!$K$8,$BZ3803,($BE3789/(($F3789-18)/100))))+((($B3789-18)/100)*$CA3803))*$CD3803,0)))","v":0},{"$f":"IF($B3789>$F3789,0,IF($C3789>$G3789,0,ROUND(((($F3789-$B3789)/100)*IF('DBH-Upgrade'!$K$6='DBH-Upgrade'!$K$8,$BZ3803,($BE3789/(($F3789-18)/100))))+((($B3789-18)/100)*$CA3803),0)))","v":0},1.5,1.1000000000000001,1.1000000000000001,1.1000000000000001,865,{"$f":"IF($B3789>$F3789,0,IF($C3789>$G3789,0,ROUND(((($F3789-$B3789)/100)*(IF('DBH-Upgrade'!$K$6='DBH-Upgrade'!$K$8,$BZ3803,($BE3789/(($F3789-18)/100))))*$CH3803)+((($B3789-18)/100)*$CA3803*$CE3803*$CG3803),0)))","v":0},{"$f":"IF($B3789>$F3789,0,IF($C3789>$G3789,0,ROUND(((($F3789-$B3789)/100)*(IF('DBH-Upgrade'!$K$6='DBH-Upgrade'!$K$8,$BZ3803,($BE3789/(($F3789-18)/100))))*$CH3803)+((($B3789-18)/100)*$CA3803*$CD3803*$CG3803),0)))","v":0},{"$f":"IF($B3789>$F3789,0,IF($C3789>$G3789,0,ROUND(((($F3789-$B3789)/100)*(IF('DBH-Upgrade'!$K$6='DBH-Upgrade'!$K$8,$BZ3803,($BE3789/(($F3789-18)/100))))*$CH3803)+((($B3789-18)/100)*$CA3803*$CG3803),0)))","v":0},74,0,0,0,4.8652705070335339E-2,0,0,0,3.969E-4,1.7345999999999999,4,5.7428799999999995E-4,{"$f":"IF($B3789>$F3789,0,IF($C3789>$G3789,0,ROUND((((($F3789-$B3789)/100)*IF('DBH-Upgrade'!$K$6='DBH-Upgrade'!$K$8,$CC3803,($BF3789/(($F3789-18)/100))))+((($B3789-18)/100)*$CB3803))*IF($E3789>50,IF($G3789=11,(1-(($E3789-50)*0.005)),IF($G3789=16,(1-(($E3789-50)*0.005)),IF($G3789=21,(1-(($E3789-50)*0.005)),1))),1)*$CE3803,0)))","v":0},{"$f":"IF($B3789>$F3789,0,IF($C3789>$G3789,0,ROUND((((($F3789-$B3789)/100)*IF('DBH-Upgrade'!$K$6='DBH-Upgrade'!$K$8,$CC3803,($BF3789/(($F3789-18)/100))))+((($B3789-18)/100)*$CB3803))*IF($E3789>50,IF($G3789=11,(1-(($E3789-50)*0.005)),IF($G3789=16,(1-(($E3789-50)*0.005)),IF($G3789=21,(1-(($E3789-50)*0.005)),1))),1)*$CD3803,0)))","v":0},{"$f":"IF($B3789>$F3789,0,IF($C3789>$G3789,0,ROUND((((($F3789-$B3789)/100)*IF('DBH-Upgrade'!$K$6='DBH-Upgrade'!$K$8,$CC3803,($BF3789/(($F3789-18)/100))))+((($B3789-18)/100)*$CB3803))*IF($E3789>50,IF($G3789=11,(1-(($E3789-50)*0.005)),IF($G3789=16,(1-(($E3789-50)*0.005)),IF($G3789=21,(1-(($E3789-50)*0.005)),1))),1),0)))","v":0},0.95,0.95,0.95,0,0,0,0,0,0,0,0,0,1.1000000000000001,5.5,5.9,7.9,null,1272,null,0.68,null,null,0,13.2,15.1,21.85,null,1,1,1,0,0,0,null,0,0,0,1,2489,6098,791,92,0.67294243770541662,0.6582099452827469,null,1,1,0.99999999999999978,0.99999999999999978,null,0]
["370901615",{"$f":"'DBH-Upgrade'!$K$8-$CL3797","v":70},15,3,70,90,16,16.5,0,26,30,43.3,1383.1200000000001,{"$f":"IF($B3797>$F3797,0,IF($C3797>$G3797,0,ROUND((((($F3797-$B3797)/100)*IF('DBH-Upgrade'!$K$6='DBH-Upgrade'!$K$8,$BZ3811,($BE3797/(($F3797-18)/100))))+((($B3797-18)/100)*$CA3811))*$CE3811,0)))","v":2131},{"$f":"IF($B3797>$F3797,0,IF($C3797>$G3797,0,ROUND((((($F3797-$B3797)/100)*IF('DBH-Upgrade'!$K$6='DBH-Upgrade'!$K$8,$BZ3811,($BE3797/(($F3797-18)/100))))+((($B3797-18)/100)*$CA3811))*$CD3811,0)))","v":2284},{"$f":"IF($B3797>$F3797,0,IF($C3797>$G3797,0,ROUND(((($F3797-$B3797)/100)*IF('DBH-Upgrade'!$K$6='DBH-Upgrade'!$K$8,$BZ3811,($BE3797/(($F3797-18)/100))))+((($B3797-18)/100)*$CA3811),0)))","v":3110},1.5,1.1000000000000001,1.1000000000000001,1.1000000000000001,1383,{"$f":"IF($B3797>$F3797,0,IF($C3797>$G3797,0,ROUND(((($F3797-$B3797)/100)*(IF('DBH-Upgrade'!$K$6='DBH-Upgrade'!$K$8,$BZ3811,($BE3797/(($F3797-18)/100))))*$CH3811)+((($B3797-18)/100)*$CA3811*$CE3811*$CG3811),0)))","v":2335},{"$f":"IF($B3797>$F3797,0,IF($C3797>$G3797,0,ROUND(((($F3797-$B3797)/100)*(IF('DBH-Upgrade'!$K$6='DBH-Upgrade'!$K$8,$BZ3811,($BE3797/(($F3797-18)/100))))*$CH3811)+((($B3797-18)/100)*$CA3811*$CD3811*$CG3811),0)))","v":2456},{"$f":"IF($B3797>$F3797,0,IF($C3797>$G3797,0,ROUND(((($F3797-$B3797)/100)*(IF('DBH-Upgrade'!$K$6='DBH-Upgrade'!$K$8,$BZ3811,($BE3797/(($F3797-18)/100))))*$CH3811)+((($B3797-18)/100)*$CA3811*$CG3811),0)))","v":3110},119,201,211,267,0.21666354439365651,0.60915360332621049,0.67042722251491815,1.0671982797998989,2.0829999999999999E-4,1.724,4,1.392796E-3,{"$f":"IF($B3797>$F3797,0,IF($C3797>$G3797,0,ROUND((((($F3797-$B3797)/100)*IF('DBH-Upgrade'!$K$6='DBH-Upgrade'!$K$8,$CC3811,($BF3797/(($F3797-18)/100))))+((($B3797-18)/100)*$CB3811))*IF($E3797>50,IF($G3797=11,(1-(($E3797-50)*0.005)),IF($G3797=16,(1-(($E3797-50)*0.005)),IF($G3797=21,(1-(($E3797-50)*0.005)),1))),1)*$CE3811,0)))","v":242},{"$f":"IF($B3797>$F3797,0,IF($C3797>$G3797,0,ROUND((((($F3797-$B3797)/100)*IF('DBH-Upgrade'!$K$6='DBH-Upgrade'!$K$8,$CC3811,($BF3797/(($F3797-18)/100))))+((($B3797-18)/100)*$CB3811))*IF($E3797>50,IF($G3797=11,(1-(($E3797-50)*0.005)),IF($G3797=16,(1-(($E3797-50)*0.005)),IF($G3797=21,(1-(($E3797-50)*0.005)),1))),1)*$CD3811,0)))","v":259},{"$f":"IF($B3797>$F3797,0,IF($C3797>$G3797,0,ROUND((((($F3797-$B3797)/100)*IF('DBH-Upgrade'!$K$6='DBH-Upgrade'!$K$8,$CC3811,($BF3797/(($F3797-18)/100))))+((($B3797-18)/100)*$CB3811))*IF($E3797>50,IF($G3797=11,(1-(($E3797-50)*0.005)),IF($G3797=16,(1-(($E3797-50)*0.005)),IF($G3797=21,(1-(($E3797-50)*0.005)),1))),1),0)))","v":353},0.95,0.95,0.95,258,277,377,111,119,162,0.188905921056675,0.21666354439365651,0.39799819408872422,1.8,5.5,5.9,7.9,null,2034,null,0.68,null,null,0,13.2,15.1,21.85,null,1,1,1,258,277,377,null,0,0,0,1,{"$error":"#VALUE!"},0,0,{"$error":"#VALUE!"},0.83640285665941616,0.77994091438995627,null,1,1,0.99999999999999978,0.99999999999999978,null,0]
["3701002115",{"$f":"'DBH-Upgrade'!$K$8-$CL3805","v":70},15,3,70,100,21,21.5,0,26,30,44.1,2541.6000000000004,{"$f":"IF($B3805>$F3805,0,IF($C3805>$G3805,0,ROUND((((($F3805-$B3805)/100)*IF('DBH-Upgrade'!$K$6='DBH-Upgrade'!$K$8,$BZ3819,($BE3805/(($F3805-18)/100))))+((($B3805-18)/100)*$CA3819))*$CE3819,0)))","v":2654},{"$f":"IF($B3805>$F3805,0,IF($C3805>$G3805,0,ROUND((((($F3805-$B3805)/100)*IF('DBH-Upgrade'!$K$6='DBH-Upgrade'!$K$8,$BZ3819,($BE3805/(($F3805-18)/100))))+((($B3805-18)/100)*$CA3819))*$CD3819,0)))","v":2842},{"$f":"IF($B3805>$F3805,0,IF($C3805>$G3805,0,ROUND(((($F3805-$B3805)/100)*IF('DBH-Upgrade'!$K$6='DBH-Upgrade'!$K$8,$BZ3819,($BE3805/(($F3805-18)/100))))+((($B3805-18)/100)*$CA3819),0)))","v":3918},1.5,1.05,1.05,1.05,2542,{"$f":"IF($B3805>$F3805,0,IF($C3805>$G3805,0,ROUND(((($F3805-$B3805)/100)*(IF('DBH-Upgrade'!$K$6='DBH-Upgrade'!$K$8,$BZ3819,($BE3805/(($F3805-18)/100))))*$CH3819)+((($B3805-18)/100)*$CA3819*$CE3819*$CG3819),0)))","v":2895},{"$f":"IF($B3805>$F3805,0,IF($C3805>$G3805,0,ROUND(((($F3805-$B3805)/100)*(IF('DBH-Upgrade'!$K$6='DBH-Upgrade'!$K$8,$BZ3819,($BE3805/(($F3805-18)/100))))*$CH3819)+((($B3805-18)/100)*$CA3819*$CD3819*$CG3819),0)))","v":3047},{"$f":"IF($B3805>$F3805,0,IF($C3805>$G3805,0,ROUND(((($F3805-$B3805)/100)*(IF('DBH-Upgrade'!$K$6='DBH-Upgrade'!$K$8,$BZ3819,($BE3805/(($F3805-18)/100))))*$CH3819)+((($B3805-18)/100)*$CA3819*$CG3819),0)))","v":3918},219,249,262,337,0.28756339228699934,0.36966388513568182,0.4083804969729789,0.66866227086254926,1.2760000000000001E-4,1.7219,4,5.1420100000000005E-4,{"$f":"IF($B3805>$F3805,0,IF($C3805>$G3805,0,ROUND((((($F3805-$B3805)/100)*IF('DBH-Upgrade'!$K$6='DBH-Upgrade'!$K$8,$CC3819,($BF3805/(($F3805-18)/100))))+((($B3805-18)/100)*$CB3819))*IF($E3805>50,IF($G3805=11,(1-(($E3805-50)*0.005)),IF($G3805=16,(1-(($E3805-50)*0.005)),IF($G3805=21,(1-(($E3805-50)*0.005)),1))),1)*$CE3819,0)))","v":268},{"$f":"IF($B3805>$F3805,0,IF($C3805>$G3805,0,ROUND((((($F3805-$B3805)/100)*IF('DBH-Upgrade'!$K$6='DBH-Upgrade'!$K$8,$CC3819,($BF3805/(($F3805-18)/100))))+((($B3805-18)/100)*$CB3819))*IF($E3805>50,IF($G3805=11,(1-(($E3805-50)*0.005)),IF($G3805=16,(1-(($E3805-50)*0.005)),IF($G3805=21,(1-(($E3805-50)*0.005)),1))),1)*$CD3819,0)))","v":287},{"$f":"IF($B3805>$F3805,0,IF($C3805>$G3805,0,ROUND((((($F3805-$B3805)/100)*IF('DBH-Upgrade'!$K$6='DBH-Upgrade'!$K$8,$CC3819,($BF3805/(($F3805-18)/100))))+((($B3805-18)/100)*$CB3819))*IF($E3805>50,IF($G3805=11,(1-(($E3805-50)*0.005)),IF($G3805=16,(1-(($E3805-50)*0.005)),IF($G3805=21,(1-(($E3805-50)*0.005)),1))),1),0)))","v":395},0.85,0.85,0.85,279,298,411,120,128,177,8.8847730160492647E-2,0.10075940988627137,0.18966984816155999,2.7,5.5,5.9,7.9,null,3177,null,0.8,null,null,0,13.2,15.1,21.85,null,1,1,1,279,298,411,null,0,0,0,1,3238,4735,725,75,0.74531089933631789,0.69504144552059222,null,1,1,0.99999999999999978,0.99999999999999978,null,0]
["3701102015",{"$f":"'DBH-Upgrade'!$K$8-$CL3810","v":60},15,3,70,110,20,21.5,0,26,30,44.1,2422.4,{"$f":"IF($B3810>$F3810,0,IF($C3810>$G3810,0,ROUND((((($F3810-$B3810)/100)*IF('DBH-Upgrade'!$K$6='DBH-Upgrade'!$K$8,$BZ3824,($BE3810/(($F3810-18)/100))))+((($B3810-18)/100)*$CA3824))*$CE3824,0)))","v":2159},{"$f":"IF($B3810>$F3810,0,IF($C3810>$G3810,0,ROUND((((($F3810-$B3810)/100)*IF('DBH-Upgrade'!$K$6='DBH-Upgrade'!$K$8,$BZ3824,($BE3810/(($F3810-18)/100))))+((($B3810-18)/100)*$CA3824))*$CD3824,0)))","v":2326},{"$f":"IF($B3810>$F3810,0,IF($C3810>$G3810,0,ROUND(((($F3810-$B3810)/100)*IF('DBH-Upgrade'!$K$6='DBH-Upgrade'!$K$8,$BZ3824,($BE3810/(($F3810-18)/100))))+((($B3810-18)/100)*$CA3824),0)))","v":2855},1.5,1.08,1.08,1.08,2422,{"$f":"IF($B3810>$F3810,0,IF($C3810>$G3810,0,ROUND(((($F3810-$B3810)/100)*(IF('DBH-Upgrade'!$K$6='DBH-Upgrade'!$K$8,$BZ3824,($BE3810/(($F3810-18)/100))))*$CH3824)+((($B3810-18)/100)*$CA3824*$CE3824*$CG3824),0)))","v":2439},{"$f":"IF($B3810>$F3810,0,IF($C3810>$G3810,0,ROUND(((($F3810-$B3810)/100)*(IF('DBH-Upgrade'!$K$6='DBH-Upgrade'!$K$8,$BZ3824,($BE3810/(($F3810-18)/100))))*$CH3824)+((($B3810-18)/100)*$CA3824*$CD3824*$CG3824),0)))","v":2539},{"$f":"IF($B3810>$F3810,0,IF($C3810>$G3810,0,ROUND(((($F3810-$B3810)/100)*(IF('DBH-Upgrade'!$K$6='DBH-Upgrade'!$K$8,$BZ3824,($BE3810/(($F3810-18)/100))))*$CH3824)+((($B3810-18)/100)*$CA3824*$CG3824),0)))","v":2855},208,210,218,246,0.1831225770852449,0.18659758319188915,0.20081967241888679,0.25464965776887316,1.2760000000000001E-4,1.7219,2,3.76611E-4,{"$f":"IF($B3810>$F3810,0,IF($C3810>$G3810,0,ROUND((((($F3810-$B3810)/100)*IF('DBH-Upgrade'!$K$6='DBH-Upgrade'!$K$8,$CC3824,($BF3810/(($F3810-18)/100))))+((($B3810-18)/100)*$CB3824))*IF($E3810>50,IF($G3810=11,(1-(($E3810-50)*0.005)),IF($G3810=16,(1-(($E3810-50)*0.005)),IF($G3810=21,(1-(($E3810-50)*0.005)),1))),1)*$CE3824,0)))","v":189},{"$f":"IF($B3810>$F3810,0,IF($C3810>$G3810,0,ROUND((((($F3810-$B3810)/100)*IF('DBH-Upgrade'!$K$6='DBH-Upgrade'!$K$8,$CC3824,($BF3810/(($F3810-18)/100))))+((($B3810-18)/100)*$CB3824))*IF($E3810>50,IF($G3810=11,(1-(($E3810-50)*0.005)),IF($G3810=16,(1-(($E3810-50)*0.005)),IF($G3810=21,(1-(($E3810-50)*0.005)),1))),1)*$CD3824,0)))","v":204},{"$f":"IF($B3810>$F3810,0,IF($C3810>$G3810,0,ROUND((((($F3810-$B3810)/100)*IF('DBH-Upgrade'!$K$6='DBH-Upgrade'!$K$8,$CC3824,($BF3810/(($F3810-18)/100))))+((($B3810-18)/100)*$CB3824))*IF($E3810>50,IF($G3810=11,(1-(($E3810-50)*0.005)),IF($G3810=16,(1-(($E3810-50)*0.005)),IF($G3810=21,(1-(($E3810-50)*0.005)),1))),1),0)))","v":250},0.95,0.95,0.95,159,172,211,68,74,91,2.0485695911409248E-2,2.4166193401970099E-2,3.6210676740827681E-2,1.5,5.5,5.9,7.9,null,3028,null,0.8,null,null,0,13.2,15.1,21.85,null,1,1,1,159,172,211,null,0,0,0,1,1615,3238,442,63,0.73429802939744349,0.68540112539231846,null,1,1,0.99999999999999978,0.99999999999999978,null,10]
["3701202115",{"$f":"'DBH-Upgrade'!$K$8-$CL3817","v":70},15,3,70,120,21,21.5,0,26,30,44.8,3049.6000000000004,{"$f":"IF($B3817>$F3817,0,IF($C3817>$G3817,0,ROUND((((($F3817-$B3817)/100)*IF('DBH-Upgrade'!$K$6='DBH-Upgrade'!$K$8,$BZ3831,($BE3817/(($F3817-18)/100))))+((($B3817-18)/100)*$CA3831))*$CE3831,0)))","v":2964},{"$f":"IF($B3817>$F3817,0,IF($C3817>$G3817,0,ROUND((((($F3817-$B3817)/100)*IF('DBH-Upgrade'!$K$6='DBH-Upgrade'!$K$8,$BZ3831,($BE3817/(($F3817-18)/100))))+((($B3817-18)/100)*$CA3831))*$CD3831,0)))","v":3174},{"$f":"IF($B3817>$F3817,0,IF($C3817>$G3817,0,ROUND(((($F3817-$B3817)/100)*IF('DBH-Upgrade'!$K$6='DBH-Upgrade'!$K$8,$BZ3831,($BE3817/(($F3817-18)/100))))+((($B3817-18)/100)*$CA3831),0)))","v":4415},1.5,1.05,1.05,1.05,3050,{"$f":"IF($B3817>$F3817,0,IF($C3817>$G3817,0,ROUND(((($F3817-$B3817)/100)*(IF('DBH-Upgrade'!$K$6='DBH-Upgrade'!$K$8,$BZ3831,($BE3817/(($F3817-18)/100))))*$CH3831)+((($B3817-18)/100)*$CA3831*$CE3831*$CG3831),0)))","v":3373},{"$f":"IF($B3817>$F3817,0,IF($C3817>$G3817,0,ROUND(((($F3817-$B3817)/100)*(IF('DBH-Upgrade'!$K$6='DBH-Upgrade'!$K$8,$BZ3831,($BE3817/(($F3817-18)/100))))*$CH3831)+((($B3817-18)/100)*$CA3831*$CD3831*$CG3831),0)))","v":3524},{"$f":"IF($B3817>$F3817,0,IF($C3817>$G3817,0,ROUND(((($F3817-$B3817)/100)*(IF('DBH-Upgrade'!$K$6='DBH-Upgrade'!$K$8,$BZ3831,($BE3817/(($F3817-18)/100))))*$CH3831)+((($B3817-18)/100)*$CA3831*$CG3831),0)))","v":4415},262,290,303,380,0.42297669445470293,0.51558595606529056,0.56163237041384062,0.87385028260655617,1.2760000000000001E-4,1.7219,4,5.1420100000000005E-4,{"$f":"IF($B3817>$F3817,0,IF($C3817>$G3817,0,ROUND((((($F3817-$B3817)/100)*IF('DBH-Upgrade'!$K$6='DBH-Upgrade'!$K$8,$CC3831,($BF3817/(($F3817-18)/100))))+((($B3817-18)/100)*$CB3831))*IF($E3817>50,IF($G3817=11,(1-(($E3817-50)*0.005)),IF($G3817=16,(1-(($E3817-50)*0.005)),IF($G3817=21,(1-(($E3817-50)*0.005)),1))),1)*$CE3831,0)))","v":276},{"$f":"IF($B3817>$F3817,0,IF($C3817>$G3817,0,ROUND((((($F3817-$B3817)/100)*IF('DBH-Upgrade'!$K$6='DBH-Upgrade'!$K$8,$CC3831,($BF3817/(($F3817-18)/100))))+((($B3817-18)/100)*$CB3831))*IF($E3817>50,IF($G3817=11,(1-(($E3817-50)*0.005)),IF($G3817=16,(1-(($E3817-50)*0.005)),IF($G3817=21,(1-(($E3817-50)*0.005)),1))),1)*$CD3831,0)))","v":296},{"$f":"IF($B3817>$F3817,0,IF($C3817>$G3817,0,ROUND((((($F3817-$B3817)/100)*IF('DBH-Upgrade'!$K$6='DBH-Upgrade'!$K$8,$CC3831,($BF3817/(($F3817-18)/100))))+((($B3817-18)/100)*$CB3831))*IF($E3817>50,IF($G3817=11,(1-(($E3817-50)*0.005)),IF($G3817=16,(1-(($E3817-50)*0.005)),IF($G3817=21,(1-(($E3817-50)*0.005)),1))),1),0)))","v":412},0.85,0.85,0.85,276,296,411,119,127,177,9.1160585450621043E-2,0.1034250640583745,0.19709921673570954,3.2,5.5,5.9,7.9,null,3812,null,0.8,null,null,0,13.2,15.1,21.85,null,1,1,1,276,296,411,null,0,0,0,1,3238,4735,725,75,0.72541359909535208,0.67746340042029107,null,1,1,0.99999999999999978,0.99999999999999978,null,0]
["3701602115",{"$f":"'DBH-Upgrade'!$K$8-$CL3829","v":70},15,3,70,160,21,21.5,0,26,30,46.4,4066.4,{"$f":"IF($B3829>$F3829,0,IF($C3829>$G3829,0,ROUND((((($F3829-$B3829)/100)*IF('DBH-Upgrade'!$K$6='DBH-Upgrade'!$K$8,$BZ3843,($BE3829/(($F3829-18)/100))))+((($B3829-18)/100)*$CA3843))*$CE3843,0)))","v":3555},{"$f":"IF($B3829>$F3829,0,IF($C3829>$G3829,0,ROUND((((($F3829-$B3829)/100)*IF('DBH-Upgrade'!$K$6='DBH-Upgrade'!$K$8,$BZ3843,($BE3829/(($F3829-18)/100))))+((($B3829-18)/100)*$CA3843))*$CD3843,0)))","v":3796},{"$f":"IF($B3829>$F3829,0,IF($C3829>$G3829,0,ROUND(((($F3829-$B3829)/100)*IF('DBH-Upgrade'!$K$6='DBH-Upgrade'!$K$8,$BZ3843,($BE3829/(($F3829-18)/100))))+((($B3829-18)/100)*$CA3843),0)))","v":5411},1.5,1.05,1.05,1.05,4066,{"$f":"IF($B3829>$F3829,0,IF($C3829>$G3829,0,ROUND(((($F3829-$B3829)/100)*(IF('DBH-Upgrade'!$K$6='DBH-Upgrade'!$K$8,$BZ3843,($BE3829/(($F3829-18)/100))))*$CH3843)+((($B3829-18)/100)*$CA3843*$CE3843*$CG3843),0)))","v":4324},{"$f":"IF($B3829>$F3829,0,IF($C3829>$G3829,0,ROUND(((($F3829-$B3829)/100)*(IF('DBH-Upgrade'!$K$6='DBH-Upgrade'!$K$8,$BZ3843,($BE3829/(($F3829-18)/100))))*$CH3843)+((($B3829-18)/100)*$CA3843*$CD3843*$CG3843),0)))","v":4465},{"$f":"IF($B3829>$F3829,0,IF($C3829>$G3829,0,ROUND(((($F3829-$B3829)/100)*(IF('DBH-Upgrade'!$K$6='DBH-Upgrade'!$K$8,$BZ3843,($BE3829/(($F3829-18)/100))))*$CH3843)+((($B3829-18)/100)*$CA3843*$CG3843),0)))","v":5411},350,372,384,465,0.79225431703050342,0.89165980368544351,0.94829395327464205,1.3749494041211501,1.2760000000000001E-4,1.7219,4,5.1420100000000005E-4,{"$f":"IF($B3829>$F3829,0,IF($C3829>$G3829,0,ROUND((((($F3829-$B3829)/100)*IF('DBH-Upgrade'!$K$6='DBH-Upgrade'!$K$8,$CC3843,($BF3829/(($F3829-18)/100))))+((($B3829-18)/100)*$CB3843))*IF($E3829>50,IF($G3829=11,(1-(($E3829-50)*0.005)),IF($G3829=16,(1-(($E3829-50)*0.005)),IF($G3829=21,(1-(($E3829-50)*0.005)),1))),1)*$CE3843,0)))","v":292},{"$f":"IF($B3829>$F3829,0,IF($C3829>$G3829,0,ROUND((((($F3829-$B3829)/100)*IF('DBH-Upgrade'!$K$6='DBH-Upgrade'!$K$8,$CC3843,($BF3829/(($F3829-18)/100))))+((($B3829-18)/100)*$CB3843))*IF($E3829>50,IF($G3829=11,(1-(($E3829-50)*0.005)),IF($G3829=16,(1-(($E3829-50)*0.005)),IF($G3829=21,(1-(($E3829-50)*0.005)),1))),1)*$CD3843,0)))","v":312},{"$f":"IF($B3829>$F3829,0,IF($C3829>$G3829,0,ROUND((((($F3829-$B3829)/100)*IF('DBH-Upgrade'!$K$6='DBH-Upgrade'!$K$8,$CC3843,($BF3829/(($F3829-18)/100))))+((($B3829-18)/100)*$CB3843))*IF($E3829>50,IF($G3829=11,(1-(($E3829-50)*0.005)),IF($G3829=16,(1-(($E3829-50)*0.005)),IF($G3829=21,(1-(($E3829-50)*0.005)),1))),1),0)))","v":445},0.85,0.85,0.85,270,289,411,116,124,177,9.3933995600268883E-2,0.10678856978529128,0.21195795388400862,4.3,5.5,5.9,7.9,null,5083,null,0.8,null,null,0,13.2,15.1,21.85,null,1,1,1,270,289,411,null,0,0,0,1,3238,4735,725,75,0.71879122259285499,0.67122872584611504,null,1,1,0.99999999999999978,0.99999999999999978,null,0]
["3701801115",{"$f":"'DBH-Upgrade'!$K$8-$CL3831","v":70},15,3,70,180,11,11.5,0,26,30,46.4,1946.16,{"$f":"IF($B3831>$F3831,0,IF($C3831>$G3831,0,ROUND((((($F3831-$B3831)/100)*IF('DBH-Upgrade'!$K$6='DBH-Upgrade'!$K$8,$BZ3845,($BE3831/(($F3831-18)/100))))+((($B3831-18)/100)*$CA3845))*$CE3845,0)))","v":0},{"$f":"IF($B3831>$F3831,0,IF($C3831>$G3831,0,ROUND((((($F3831-$B3831)/100)*IF('DBH-Upgrade'!$K$6='DBH-Upgrade'!$K$8,$BZ3845,($BE3831/(($F3831-18)/100))))+((($B3831-18)/100)*$CA3845))*$CD3845,0)))","v":0},{"$f":"IF($B3831>$F3831,0,IF($C3831>$G3831,0,ROUND(((($F3831-$B3831)/100)*IF('DBH-Upgrade'!$K$6='DBH-Upgrade'!$K$8,$BZ3845,($BE3831/(($F3831-18)/100))))+((($B3831-18)/100)*$CA3845),0)))","v":0},1.5,1.1000000000000001,1.1000000000000001,1.1000000000000001,1946,{"$f":"IF($B3831>$F3831,0,IF($C3831>$G3831,0,ROUND(((($F3831-$B3831)/100)*(IF('DBH-Upgrade'!$K$6='DBH-Upgrade'!$K$8,$BZ3845,($BE3831/(($F3831-18)/100))))*$CH3845)+((($B3831-18)/100)*$CA3845*$CE3845*$CG3845),0)))","v":0},{"$f":"IF($B3831>$F3831,0,IF($C3831>$G3831,0,ROUND(((($F3831-$B3831)/100)*(IF('DBH-Upgrade'!$K$6='DBH-Upgrade'!$K$8,$BZ3845,($BE3831/(($F3831-18)/100))))*$CH3845)+((($B3831-18)/100)*$CA3845*$CD3845*$CG3845),0)))","v":0},{"$f":"IF($B3831>$F3831,0,IF($C3831>$G3831,0,ROUND(((($F3831-$B3831)/100)*(IF('DBH-Upgrade'!$K$6='DBH-Upgrade'!$K$8,$BZ3845,($BE3831/(($F3831-18)/100))))*$CH3845)+((($B3831-18)/100)*$CA3845*$CG3845),0)))","v":0},167,0,0,0,0.34169589689582697,0,0,0,3.969E-4,1.7345999999999999,4,5.7428799999999995E-4,{"$f":"IF($B3831>$F3831,0,IF($C3831>$G3831,0,ROUND((((($F3831-$B3831)/100)*IF('DBH-Upgrade'!$K$6='DBH-Upgrade'!$K$8,$CC3845,($BF3831/(($F3831-18)/100))))+((($B3831-18)/100)*$CB3845))*IF($E3831>50,IF($G3831=11,(1-(($E3831-50)*0.005)),IF($G3831=16,(1-(($E3831-50)*0.005)),IF($G3831=21,(1-(($E3831-50)*0.005)),1))),1)*$CE3845,0)))","v":0},{"$f":"IF($B3831>$F3831,0,IF($C3831>$G3831,0,ROUND((((($F3831-$B3831)/100)*IF('DBH-Upgrade'!$K$6='DBH-Upgrade'!$K$8,$CC3845,($BF3831/(($F3831-18)/100))))+((($B3831-18)/100)*$CB3845))*IF($E3831>50,IF($G3831=11,(1-(($E3831-50)*0.005)),IF($G3831=16,(1-(($E3831-50)*0.005)),IF($G3831=21,(1-(($E3831-50)*0.005)),1))),1)*$CD3845,0)))","v":0},{"$f":"IF($B3831>$F3831,0,IF($C3831>$G3831,0,ROUND((((($F3831-$B3831)/100)*IF('DBH-Upgrade'!$K$6='DBH-Upgrade'!$K$8,$CC3845,($BF3831/(($F3831-18)/100))))+((($B3831-18)/100)*$CB3845))*IF($E3831>50,IF($G3831=11,(1-(($E3831-50)*0.005)),IF($G3831=16,(1-(($E3831-50)*0.005)),IF($G3831=21,(1-(($E3831-50)*0.005)),1))),1),0)))","v":0},0.95,0.95,0.95,0,0,0,0,0,0,0,0,0,2.4,5.5,5.9,7.9,null,2862,null,0.68,null,null,0,13.2,15.1,21.85,null,1,1,1,0,0,0,null,0,0,0,1,2489,6098,791,92,0.71879122259285499,0.67122872584611504,null,1,1,0.99999999999999978,0.99999999999999978,null,0]
["3702001115",{"$f":"'DBH-Upgrade'!$K$8-$CL3837","v":70},15,3,70,200,11,11.5,0,26,30,47.1,2162.4,{"$f":"IF($B3837>$F3837,0,IF($C3837>$G3837,0,ROUND((((($F3837-$B3837)/100)*IF('DBH-Upgrade'!$K$6='DBH-Upgrade'!$K$8,$BZ3851,($BE3837/(($F3837-18)/100))))+((($B3837-18)/100)*$CA3851))*$CE3851,0)))","v":0},{"$f":"IF($B3837>$F3837,0,IF($C3837>$G3837,0,ROUND((((($F3837-$B3837)/100)*IF('DBH-Upgrade'!$K$6='DBH-Upgrade'!$K$8,$BZ3851,($BE3837/(($F3837-18)/100))))+((($B3837-18)/100)*$CA3851))*$CD3851,0)))","v":0},{"$f":"IF($B3837>$F3837,0,IF($C3837>$G3837,0,ROUND(((($F3837-$B3837)/100)*IF('DBH-Upgrade'!$K$6='DBH-Upgrade'!$K$8,$BZ3851,($BE3837/(($F3837-18)/100))))+((($B3837-18)/100)*$CA3851),0)))","v":0},1.5,1.1000000000000001,1.1000000000000001,1.1000000000000001,2162,{"$f":"IF($B3837>$F3837,0,IF($C3837>$G3837,0,ROUND(((($F3837-$B3837)/100)*(IF('DBH-Upgrade'!$K$6='DBH-Upgrade'!$K$8,$BZ3851,($BE3837/(($F3837-18)/100))))*$CH3851)+((($B3837-18)/100)*$CA3851*$CE3851*$CG3851),0)))","v":0},{"$f":"IF($B3837>$F3837,0,IF($C3837>$G3837,0,ROUND(((($F3837-$B3837)/100)*(IF('DBH-Upgrade'!$K$6='DBH-Upgrade'!$K$8,$BZ3851,($BE3837/(($F3837-18)/100))))*$CH3851)+((($B3837-18)/100)*$CA3851*$CD3851*$CG3851),0)))","v":0},{"$f":"IF($B3837>$F3837,0,IF($C3837>$G3837,0,ROUND(((($F3837-$B3837)/100)*(IF('DBH-Upgrade'!$K$6='DBH-Upgrade'!$K$8,$BZ3851,($BE3837/(($F3837-18)/100))))*$CH3851)+((($B3837-18)/100)*$CA3851*$CG3851),0)))","v":0},186,0,0,0,0.44430574674138956,0,0,0,3.969E-4,1.7345999999999999,4,5.7428799999999995E-4,{"$f":"IF($B3837>$F3837,0,IF($C3837>$G3837,0,ROUND((((($F3837-$B3837)/100)*IF('DBH-Upgrade'!$K$6='DBH-Upgrade'!$K$8,$CC3851,($BF3837/(($F3837-18)/100))))+((($B3837-18)/100)*$CB3851))*IF($E3837>50,IF($G3837=11,(1-(($E3837-50)*0.005)),IF($G3837=16,(1-(($E3837-50)*0.005)),IF($G3837=21,(1-(($E3837-50)*0.005)),1))),1)*$CE3851,0)))","v":0},{"$f":"IF($B3837>$F3837,0,IF($C3837>$G3837,0,ROUND((((($F3837-$B3837)/100)*IF('DBH-Upgrade'!$K$6='DBH-Upgrade'!$K$8,$CC3851,($BF3837/(($F3837-18)/100))))+((($B3837-18)/100)*$CB3851))*IF($E3837>50,IF($G3837=11,(1-(($E3837-50)*0.005)),IF($G3837=16,(1-(($E3837-50)*0.005)),IF($G3837=21,(1-(($E3837-50)*0.005)),1))),1)*$CD3851,0)))","v":0},{"$f":"IF($B3837>$F3837,0,IF($C3837>$G3837,0,ROUND((((($F3837-$B3837)/100)*IF('DBH-Upgrade'!$K$6='DBH-Upgrade'!$K$8,$CC3851,($BF3837/(($F3837-18)/100))))+((($B3837-18)/100)*$CB3851))*IF($E3837>50,IF($G3837=11,(1-(($E3837-50)*0.005)),IF($G3837=16,(1-(($E3837-50)*0.005)),IF($G3837=21,(1-(($E3837-50)*0.005)),1))),1),0)))","v":0},0.95,0.95,0.95,0,0,0,0,0,0,0,0,0,2.7,5.5,5.9,7.9,null,3180,null,0.68,null,null,0,13.2,15.1,21.85,null,1,1,1,0,0,0,null,0,0,0,1,2489,6098,791,92,0.7127093372490777,0.66550507053605756,null,1,1,0.99999999999999978,0.99999999999999978,null,0]
["3702401115",{"$f":"'DBH-Upgrade'!$K$8-$CL3849","v":70},15,3,70,240,11,11.5,0,26,30,48.1,2594.88,{"$f":"IF($B3849>$F3849,0,IF($C3849>$G3849,0,ROUND((((($F3849-$B3849)/100)*IF('DBH-Upgrade'!$K$6='DBH-Upgrade'!$K$8,$BZ3863,($BE3849/(($F3849-18)/100))))+((($B3849-18)/100)*$CA3863))*$CE3863,0)))","v":0},{"$f":"IF($B3849>$F3849,0,IF($C3849>$G3849,0,ROUND((((($F3849-$B3849)/100)*IF('DBH-Upgrade'!$K$6='DBH-Upgrade'!$K$8,$BZ3863,($BE3849/(($F3849-18)/100))))+((($B3849-18)/100)*$CA3863))*$CD3863,0)))","v":0},{"$f":"IF($B3849>$F3849,0,IF($C3849>$G3849,0,ROUND(((($F3849-$B3849)/100)*IF('DBH-Upgrade'!$K$6='DBH-Upgrade'!$K$8,$BZ3863,($BE3849/(($F3849-18)/100))))+((($B3849-18)/100)*$CA3863),0)))","v":0},1.5,1.1000000000000001,1.1000000000000001,1.1000000000000001,2595,{"$f":"IF($B3849>$F3849,0,IF($C3849>$G3849,0,ROUND(((($F3849-$B3849)/100)*(IF('DBH-Upgrade'!$K$6='DBH-Upgrade'!$K$8,$BZ3863,($BE3849/(($F3849-18)/100))))*$CH3863)+((($B3849-18)/100)*$CA3863*$CE3863*$CG3863),0)))","v":0},{"$f":"IF($B3849>$F3849,0,IF($C3849>$G3849,0,ROUND(((($F3849-$B3849)/100)*(IF('DBH-Upgrade'!$K$6='DBH-Upgrade'!$K$8,$BZ3863,($BE3849/(($F3849-18)/100))))*$CH3863)+((($B3849-18)/100)*$CA3863*$CD3863*$CG3863),0)))","v":0},{"$f":"IF($B3849>$F3849,0,IF($C3849>$G3849,0,ROUND(((($F3849-$B3849)/100)*(IF('DBH-Upgrade'!$K$6='DBH-Upgrade'!$K$8,$BZ3863,($BE3849/(($F3849-18)/100))))*$CH3863)+((($B3849-18)/100)*$CA3863*$CG3863),0)))","v":0},223,0,0,0,0.69547624918615902,0,0,0,3.969E-4,1.7345999999999999,4,5.7428799999999995E-4,{"$f":"IF($B3849>$F3849,0,IF($C3849>$G3849,0,ROUND((((($F3849-$B3849)/100)*IF('DBH-Upgrade'!$K$6='DBH-Upgrade'!$K$8,$CC3863,($BF3849/(($F3849-18)/100))))+((($B3849-18)/100)*$CB3863))*IF($E3849>50,IF($G3849=11,(1-(($E3849-50)*0.005)),IF($G3849=16,(1-(($E3849-50)*0.005)),IF($G3849=21,(1-(($E3849-50)*0.005)),1))),1)*$CE3863,0)))","v":0},{"$f":"IF($B3849>$F3849,0,IF($C3849>$G3849,0,ROUND((((($F3849-$B3849)/100)*IF('DBH-Upgrade'!$K$6='DBH-Upgrade'!$K$8,$CC3863,($BF3849/(($F3849-18)/100))))+((($B3849-18)/100)*$CB3863))*IF($E3849>50,IF($G3849=11,(1-(($E3849-50)*0.005)),IF($G3849=16,(1-(($E3849-50)*0.005)),IF($G3849=21,(1-(($E3849-50)*0.005)),1))),1)*$CD3863,0)))","v":0},{"$f":"IF($B3849>$F3849,0,IF($C3849>$G3849,0,ROUND((((($F3849-$B3849)/100)*IF('DBH-Upgrade'!$K$6='DBH-Upgrade'!$K$8,$CC3863,($BF3849/(($F3849-18)/100))))+((($B3849-18)/100)*$CB3863))*IF($E3849>50,IF($G3849=11,(1-(($E3849-50)*0.005)),IF($G3849=16,(1-(($E3849-50)*0.005)),IF($G3849=21,(1-(($E3849-50)*0.005)),1))),1),0)))","v":0},0.95,0.95,0.95,0,0,0,0,0,0,0,0,0,3.2,5.5,5.9,7.9,null,3816,null,0.68,null,null,0,13.2,15.1,21.85,null,1,1,1,0,0,0,null,0,0,0,1,2489,6098,791,92,0.70153112340864476,0.65706930534609798,null,1,1,0.99999999999999978,0.99999999999999978,null,0]
["3702401515",{"$f":"'DBH-Upgrade'!$K$8-$CL3850","v":70},15,3,70,240,15,16.5,0,26,30,48.1,3786.4,{"$f":"IF($B3850>$F3850,0,IF($C3850>$G3850,0,ROUND((((($F3850-$B3850)/100)*IF('DBH-Upgrade'!$K$6='DBH-Upgrade'!$K$8,$BZ3864,($BE3850/(($F3850-18)/100))))+((($B3850-18)/100)*$CA3864))*$CE3864,0)))","v":2914},{"$f":"IF($B3850>$F3850,0,IF($C3850>$G3850,0,ROUND((((($F3850-$B3850)/100)*IF('DBH-Upgrade'!$K$6='DBH-Upgrade'!$K$8,$BZ3864,($BE3850/(($F3850-18)/100))))+((($B3850-18)/100)*$CA3864))*$CD3864,0)))","v":3020},{"$f":"IF($B3850>$F3850,0,IF($C3850>$G3850,0,ROUND(((($F3850-$B3850)/100)*IF('DBH-Upgrade'!$K$6='DBH-Upgrade'!$K$8,$BZ3864,($BE3850/(($F3850-18)/100))))+((($B3850-18)/100)*$CA3864),0)))","v":4429},1.5,{"$f":"IF($G3850=10,1.08,IF($G3850=11,1.1,IF($G3850=15,1.08,IF($G3850=16,1.1,IF($G3850=20,1.08,IF($G3850=21,1.05))))))","v":1.08},1.08,1.08,3786,{"$f":"IF($B3850>$F3850,0,IF($C3850>$G3850,0,ROUND(((($F3850-$B3850)/100)*(IF('DBH-Upgrade'!$K$6='DBH-Upgrade'!$K$8,$BZ3864,($BE3850/(($F3850-18)/100))))*$CH3864)+((($B3850-18)/100)*$CA3864*$CE3864*$CG3864),0)))","v":3853},{"$f":"IF($B3850>$F3850,0,IF($C3850>$G3850,0,ROUND(((($F3850-$B3850)/100)*(IF('DBH-Upgrade'!$K$6='DBH-Upgrade'!$K$8,$BZ3864,($BE3850/(($F3850-18)/100))))*$CH3864)+((($B3850-18)/100)*$CA3864*$CD3864*$CG3864),0)))","v":3894},{"$f":"IF($B3850>$F3850,0,IF($C3850>$G3850,0,ROUND(((($F3850-$B3850)/100)*(IF('DBH-Upgrade'!$K$6='DBH-Upgrade'!$K$8,$BZ3864,($BE3850/(($F3850-18)/100))))*$CH3864)+((($B3850-18)/100)*$CA3864*$CG3864),0)))","v":4429},326,331,335,381,0.67918248449389651,0.69931956136513895,0.71563388949659512,0.91628563961068066,{"$f":"IF($G3850=$CO$103,CP$103,IF($G3850=$CO$104,CP$104,IF($G3850=$CO$105,CP$105,IF($G3850=$CO$107,CP$107,IF($G3850=$CO$108,CP$108,IF($G3850=$CO$109,CP$109,IF($G3850=$CO$111,CP$111,IF($G3850=$CO$112,CP$112,IF($G3850=$CO$113,CP$113,IF($G3850=$CO$115,CP$115,IF($G3850=$CO$116,CP$116,IF($G3850=$CO$117,CP$117,IF($G3850=$CO$119,CP$119,IF($G3850=$CO$120,CP$120,))))))))))))))","v":2.0829999999999999E-4},{"$f":"IF($G3850=$CO$103,CQ$103,IF($G3850=$CO$104,CQ$104,IF($G3850=$CO$105,CQ$105,IF($G3850=$CO$107,CQ$107,IF($G3850=$CO$108,CQ$108,IF($G3850=$CO$109,CQ$109,IF($G3850=$CO$111,CQ$111,IF($G3850=$CO$112,CQ$112,IF($G3850=$CO$113,CQ$113,IF($G3850=$CO$115,CQ$115,IF($G3850=$CO$116,CQ$116,IF($G3850=$CO$117,CQ$117,IF($G3850=$CO$119,CQ$119,IF($G3850=$CO$120,CQ$120,))))))))))))))","v":1.724},{"$f":"IF($G3850=$CO$103,CR$103,IF($G3850=$CO$104,CR$104,IF($G3850=$CO$105,CR$105,IF($G3850=$CO$107,CR$107,IF($G3850=$CO$108,CR$108,IF($G3850=$CO$109,CR$109,IF($G3850=$CO$111,CR$111,IF($G3850=$CO$112,CR$112,IF($G3850=$CO$113,CR$113,IF($G3850=$CO$115,CR$115,IF($G3850=$CO$116,CR$116,IF($G3850=$CO$117,CR$117,IF($G3850=$CO$119,CR$119,IF($G3850=$CO$120,CR$120,))))))))))))))","v":2},{"$f":"IF($G3850=$CO$103,CS$103,IF($G3850=$CO$104,CS$104,IF($G3850=$CO$105,CS$105,IF($G3850=$CO$107,CS$107,IF($G3850=$CO$108,CS$108,IF($G3850=$CO$109,CS$109,IF($G3850=$CO$111,CS$111,IF($G3850=$CO$112,CS$112,IF($G3850=$CO$113,CS$113,IF($G3850=$CO$115,CS$115,IF($G3850=$CO$116,CS$116,IF($G3850=$CO$117,CS$117,IF($G3850=$CO$119,CS$119,IF($G3850=$CO$120,CS$120,))))))))))))))","v":4.6182900000000003E-4},{"$f":"IF($B3850>$F3850,0,IF($C3850>$G3850,0,ROUND((((($F3850-$B3850)/100)*IF('DBH-Upgrade'!$K$6='DBH-Upgrade'!$K$8,$CC3864,($BF3850/(($F3850-18)/100))))+((($B3850-18)/100)*$CB3864))*IF($E3850>50,IF($G3850=11,(1-(($E3850-50)*0.005)),IF($G3850=16,(1-(($E3850-50)*0.005)),IF($G3850=21,(1-(($E3850-50)*0.005)),1))),1)*$CE3864,0)))","v":222},{"$f":"IF($B3850>$F3850,0,IF($C3850>$G3850,0,ROUND((((($F3850-$B3850)/100)*IF('DBH-Upgrade'!$K$6='DBH-Upgrade'!$K$8,$CC3864,($BF3850/(($F3850-18)/100))))+((($B3850-18)/100)*$CB3864))*IF($E3850>50,IF($G3850=11,(1-(($E3850-50)*0.005)),IF($G3850=16,(1-(($E3850-50)*0.005)),IF($G3850=21,(1-(($E3850-50)*0.005)),1))),1)*$CD3864,0)))","v":230},{"$f":"IF($B3850>$F3850,0,IF($C3850>$G3850,0,ROUND((((($F3850-$B3850)/100)*IF('DBH-Upgrade'!$K$6='DBH-Upgrade'!$K$8,$CC3864,($BF3850/(($F3850-18)/100))))+((($B3850-18)/100)*$CB3864))*IF($E3850>50,IF($G3850=11,(1-(($E3850-50)*0.005)),IF($G3850=16,(1-(($E3850-50)*0.005)),IF($G3850=21,(1-(($E3850-50)*0.005)),1))),1),0)))","v":337},1.01,1.01,1.01,151,157,230,65,68,99,3.1417554356877264E-2,3.4218021036213263E-2,6.9754243554616319E-2,{"$f":"ROUND(IF(G3850=10,$CO$92*F3850,IF(G3850=11,$CO$93*F3850,IF(G3850=15,$CO$94*F3850,IF(G3850=16,$CO$95*F3850,IF(G3850=20,$CO$96*F3850,IF(G3850=21,$CO$97*F3850,)))))),1)","v":2.4},5.5,5.9,7.9,null,4733,null,0.8,null,null,0,13.2,15.1,21.85,null,1,1,1,{"$f":"AQ3850/BO3850","v":151},{"$f":"AR3850/BP3850","v":157},{"$f":"AS3850/BQ3850","v":230},null,{"$f":"BR3850-AQ3850","v":0},{"$f":"BS3850-AR3850","v":0},{"$f":"BT3850-AS3850","v":0},1,{"$error":"#VALUE!"},0,0,{"$error":"#VALUE!"},0.76885591203746129,0.70538685838828352,null,1,1,0.99999999999999978,0.99999999999999978,null,0]
["3702601615",{"$f":"'DBH-Upgrade'!$K$8-$CL3857","v":50},15,3,70,260,16,16.5,0,26,30,48.1,3995.6800000000003,{"$f":"IF($B3857>$F3857,0,IF($C3857>$G3857,0,ROUND((((($F3857-$B3857)/100)*IF('DBH-Upgrade'!$K$6='DBH-Upgrade'!$K$8,$BZ3871,($BE3857/(($F3857-18)/100))))+((($B3857-18)/100)*$CA3871))*$CE3871,0)))","v":5471},{"$f":"IF($B3857>$F3857,0,IF($C3857>$G3857,0,ROUND((((($F3857-$B3857)/100)*IF('DBH-Upgrade'!$K$6='DBH-Upgrade'!$K$8,$BZ3871,($BE3857/(($F3857-18)/100))))+((($B3857-18)/100)*$CA3871))*$CD3871,0)))","v":5670},{"$f":"IF($B3857>$F3857,0,IF($C3857>$G3857,0,ROUND(((($F3857-$B3857)/100)*IF('DBH-Upgrade'!$K$6='DBH-Upgrade'!$K$8,$BZ3871,($BE3857/(($F3857-18)/100))))+((($B3857-18)/100)*$CA3871),0)))","v":8315},1.5,1.1000000000000001,1.1000000000000001,1.1000000000000001,3996,{"$f":"IF($B3857>$F3857,0,IF($C3857>$G3857,0,ROUND(((($F3857-$B3857)/100)*(IF('DBH-Upgrade'!$K$6='DBH-Upgrade'!$K$8,$BZ3871,($BE3857/(($F3857-18)/100))))*$CH3871)+((($B3857-18)/100)*$CA3871*$CE3871*$CG3871),0)))","v":7797},{"$f":"IF($B3857>$F3857,0,IF($C3857>$G3857,0,ROUND(((($F3857-$B3857)/100)*(IF('DBH-Upgrade'!$K$6='DBH-Upgrade'!$K$8,$BZ3871,($BE3857/(($F3857-18)/100))))*$CH3871)+((($B3857-18)/100)*$CA3871*$CD3871*$CG3871),0)))","v":7833},{"$f":"IF($B3857>$F3857,0,IF($C3857>$G3857,0,ROUND(((($F3857-$B3857)/100)*(IF('DBH-Upgrade'!$K$6='DBH-Upgrade'!$K$8,$BZ3871,($BE3857/(($F3857-18)/100))))*$CH3871)+((($B3857-18)/100)*$CA3871*$CG3871),0)))","v":8315},344,671,674,715,2.088617892084208,7.6433871118935821,7.7100265313972569,8.6491106469603185,2.0829999999999999E-4,1.724,4,1.392796E-3,{"$f":"IF($B3857>$F3857,0,IF($C3857>$G3857,0,ROUND((((($F3857-$B3857)/100)*IF('DBH-Upgrade'!$K$6='DBH-Upgrade'!$K$8,$CC3871,($BF3857/(($F3857-18)/100))))+((($B3857-18)/100)*$CB3871))*IF($E3857>50,IF($G3857=11,(1-(($E3857-50)*0.005)),IF($G3857=16,(1-(($E3857-50)*0.005)),IF($G3857=21,(1-(($E3857-50)*0.005)),1))),1)*$CE3871,0)))","v":231},{"$f":"IF($B3857>$F3857,0,IF($C3857>$G3857,0,ROUND((((($F3857-$B3857)/100)*IF('DBH-Upgrade'!$K$6='DBH-Upgrade'!$K$8,$CC3871,($BF3857/(($F3857-18)/100))))+((($B3857-18)/100)*$CB3871))*IF($E3857>50,IF($G3857=11,(1-(($E3857-50)*0.005)),IF($G3857=16,(1-(($E3857-50)*0.005)),IF($G3857=21,(1-(($E3857-50)*0.005)),1))),1)*$CD3871,0)))","v":239},{"$f":"IF($B3857>$F3857,0,IF($C3857>$G3857,0,ROUND((((($F3857-$B3857)/100)*IF('DBH-Upgrade'!$K$6='DBH-Upgrade'!$K$8,$CC3871,($BF3857/(($F3857-18)/100))))+((($B3857-18)/100)*$CB3871))*IF($E3857>50,IF($G3857=11,(1-(($E3857-50)*0.005)),IF($G3857=16,(1-(($E3857-50)*0.005)),IF($G3857=21,(1-(($E3857-50)*0.005)),1))),1),0)))","v":351},0.95,0.95,0.95,153,158,232,66,68,100,8.6941897662626125E-2,9.2051533507511149E-2,0.19275452249812416,5.2,5.5,5.9,7.9,null,5876,null,0.68,null,null,0,13.2,15.1,21.85,null,1,1,1,153,158,232,null,0,0,0,1,{"$error":"#VALUE!"},0,0,{"$error":"#VALUE!"},0.7585639347228863,0.69425955238573378,null,1,1,0.99999999999999978,0.99999999999999978,null,20]
["3702602015",{"$f":"'DBH-Upgrade'!$K$8-$CL3858","v":50},15,3,70,260,20,21.5,0,26,30,48.1,5726.4000000000005,{"$f":"IF($B3858>$F3858,0,IF($C3858>$G3858,0,ROUND((((($F3858-$B3858)/100)*IF('DBH-Upgrade'!$K$6='DBH-Upgrade'!$K$8,$BZ3872,($BE3858/(($F3858-18)/100))))+((($B3858-18)/100)*$CA3872))*$CE3872,0)))","v":4165},{"$f":"IF($B3858>$F3858,0,IF($C3858>$G3858,0,ROUND((((($F3858-$B3858)/100)*IF('DBH-Upgrade'!$K$6='DBH-Upgrade'!$K$8,$BZ3872,($BE3858/(($F3858-18)/100))))+((($B3858-18)/100)*$CA3872))*$CD3872,0)))","v":4594},{"$f":"IF($B3858>$F3858,0,IF($C3858>$G3858,0,ROUND(((($F3858-$B3858)/100)*IF('DBH-Upgrade'!$K$6='DBH-Upgrade'!$K$8,$BZ3872,($BE3858/(($F3858-18)/100))))+((($B3858-18)/100)*$CA3872),0)))","v":6126},1.5,1.08,1.08,1.08,5726,{"$f":"IF($B3858>$F3858,0,IF($C3858>$G3858,0,ROUND(((($F3858-$B3858)/100)*(IF('DBH-Upgrade'!$K$6='DBH-Upgrade'!$K$8,$BZ3872,($BE3858/(($F3858-18)/100))))*$CH3872)+((($B3858-18)/100)*$CA3872*$CE3872*$CG3872),0)))","v":5710},{"$f":"IF($B3858>$F3858,0,IF($C3858>$G3858,0,ROUND(((($F3858-$B3858)/100)*(IF('DBH-Upgrade'!$K$6='DBH-Upgrade'!$K$8,$BZ3872,($BE3858/(($F3858-18)/100))))*$CH3872)+((($B3858-18)/100)*$CA3872*$CD3872*$CG3872),0)))","v":5801},{"$f":"IF($B3858>$F3858,0,IF($C3858>$G3858,0,ROUND(((($F3858-$B3858)/100)*(IF('DBH-Upgrade'!$K$6='DBH-Upgrade'!$K$8,$BZ3872,($BE3858/(($F3858-18)/100))))*$CH3872)+((($B3858-18)/100)*$CA3872*$CG3872),0)))","v":6126},492,491,499,527,1.1586412389415293,1.1540856092504426,1.1907754246385394,1.3235913697627018,1.2760000000000001E-4,1.7219,2,3.76611E-4,{"$f":"IF($B3858>$F3858,0,IF($C3858>$G3858,0,ROUND((((($F3858-$B3858)/100)*IF('DBH-Upgrade'!$K$6='DBH-Upgrade'!$K$8,$CC3872,($BF3858/(($F3858-18)/100))))+((($B3858-18)/100)*$CB3872))*IF($E3858>50,IF($G3858=11,(1-(($E3858-50)*0.005)),IF($G3858=16,(1-(($E3858-50)*0.005)),IF($G3858=21,(1-(($E3858-50)*0.005)),1))),1)*$CE3872,0)))","v":221},{"$f":"IF($B3858>$F3858,0,IF($C3858>$G3858,0,ROUND((((($F3858-$B3858)/100)*IF('DBH-Upgrade'!$K$6='DBH-Upgrade'!$K$8,$CC3872,($BF3858/(($F3858-18)/100))))+((($B3858-18)/100)*$CB3872))*IF($E3858>50,IF($G3858=11,(1-(($E3858-50)*0.005)),IF($G3858=16,(1-(($E3858-50)*0.005)),IF($G3858=21,(1-(($E3858-50)*0.005)),1))),1)*$CD3872,0)))","v":243},{"$f":"IF($B3858>$F3858,0,IF($C3858>$G3858,0,ROUND((((($F3858-$B3858)/100)*IF('DBH-Upgrade'!$K$6='DBH-Upgrade'!$K$8,$CC3872,($BF3858/(($F3858-18)/100))))+((($B3858-18)/100)*$CB3872))*IF($E3858>50,IF($G3858=11,(1-(($E3858-50)*0.005)),IF($G3858=16,(1-(($E3858-50)*0.005)),IF($G3858=21,(1-(($E3858-50)*0.005)),1))),1),0)))","v":324},0.95,0.95,0.95,109,120,161,47,52,69,1.2803672568722465E-2,1.5514936607605079E-2,2.6580275887806055E-2,3.5,5.5,5.9,7.9,null,7158,null,0.8,null,null,0,13.2,15.1,21.85,null,1,1,1,109,120,161,null,0,0,0,1,1615,3238,442,63,0.68521071868549555,0.65780685179925613,null,1,1,0.99999999999999978,0.99999999999999978,null,20]
[{"$f":"CONCATENATE(D3859,E3859,F3859,G3859,C3859)","v":"3702602115"},{"$f":"'DBH-Upgrade'!$K$8-$CL3859","v":50},15,3,70,260,21,21.5,0,26,30,48.1,6608,{"$f":"IF($B3859>$F3859,0,IF($C3859>$G3859,0,ROUND((((($F3859-$B3859)/100)*IF('DBH-Upgrade'!$K$6='DBH-Upgrade'!$K$8,$BZ3873,($BE3859/(($F3859-18)/100))))+((($B3859-18)/100)*$CA3873))*$CE3873,0)))","v":4723},{"$f":"IF($B3859>$F3859,0,IF($C3859>$G3859,0,ROUND((((($F3859-$B3859)/100)*IF('DBH-Upgrade'!$K$6='DBH-Upgrade'!$K$8,$BZ3873,($BE3859/(($F3859-18)/100))))+((($B3859-18)/100)*$CA3873))*$CD3873,0)))","v":4895},{"$f":"IF($B3859>$F3859,0,IF($C3859>$G3859,0,ROUND(((($F3859-$B3859)/100)*IF('DBH-Upgrade'!$K$6='DBH-Upgrade'!$K$8,$BZ3873,($BE3859/(($F3859-18)/100))))+((($B3859-18)/100)*$CA3873),0)))","v":7178},{"$f":"IF(B3859=0,IF(E3859=20,IF(G3859=10,1.413,IF(G3859=15,1.408,IF(G3859=20,1.408,\"ERROR\"))),IF(E3859=30,IF(G3859=10,1.403,IF(G3859=11,1.44,IF(G3859=15,1.396,IF(G3859=16,1.456,IF(G3859=20,1.396,IF(G3859=21,1.468,\"ERROR\")))))),IF(E3859=40,IF(G3859=10,1.394,IF(G3859=11,1.439,IF(G3859=15,1.385,IF(G3859=16,1.46,IF(G3859=20,1.384,IF(G3859=21,1.477,\"ERROR\")))))),IF(E3859=50,IF(G3859=10,1.385,IF(G3859=11,1.438,IF(G3859=15,1.373,IF(G3859=16,1.464,IF(G3859=20,1.373,IF(G3859=21,1.485,\"ERROR\")))))),IF(E3859=60,IF(G3859=10,1.376,IF(G3859=11,1.437,IF(G3859=15,1.361,IF(G3859=16,1.468,IF(G3859=20,1.361,IF(G3859=21,1.493,\"ERROR\")))))),IF(E3859=70,IF(G3859=10,1.366,IF(G3859=11,1.436,IF(G3859=15,1.35,IF(G3859=16,1.472,IF(G3859=20,1.349,IF(G3859=21,1.501,\"ERROR\")))))),IF(E3859=80,IF(G3859=10,1.366,IF(G3859=11,1.436,IF(G3859=15,1.35,IF(G3859=16,1.472,IF(G3859=20,1.349,IF(G3859=21,1.501,1)))))),IF(E3859=90,IF(G3859=10,1.348,IF(G3859=11,1.434,IF(G3859=15,1.326,IF(G3859=16,1.48,IF(G3859=20,1.326,IF(G3859=21,1.518,1)))))),IF(E3859=100,IF(G3859=10,1.348,IF(G3859=11,1.434,IF(G3859=15,1.326,IF(G3859=16,1.48,IF(G3859=20,1.326,IF(G3859=21,1.518,1)))))),\"ERROR\"))))))))),1.5)","v":1.5},1.05,1.05,1.05,6608,{"$f":"IF($B3859>$F3859,0,IF($C3859>$G3859,0,ROUND(((($F3859-$B3859)/100)*(IF('DBH-Upgrade'!$K$6='DBH-Upgrade'!$K$8,$BZ3873,($BE3859/(($F3859-18)/100))))*$CH3873)+((($B3859-18)/100)*$CA3873*$CE3873*$CG3873),0)))","v":6511},{"$f":"IF($B3859>$F3859,0,IF($C3859>$G3859,0,ROUND(((($F3859-$B3859)/100)*(IF('DBH-Upgrade'!$K$6='DBH-Upgrade'!$K$8,$BZ3873,($BE3859/(($F3859-18)/100))))*$CH3873)+((($B3859-18)/100)*$CA3873*$CD3873*$CG3873),0)))","v":6558},{"$f":"IF($B3859>$F3859,0,IF($C3859>$G3859,0,ROUND(((($F3859-$B3859)/100)*(IF('DBH-Upgrade'!$K$6='DBH-Upgrade'!$K$8,$BZ3873,($BE3859/(($F3859-18)/100))))*$CH3873)+((($B3859-18)/100)*$CA3873*$CG3873),0)))","v":7178},568,560,564,617,2.3050819700144669,2.2432173046947264,2.2740480304202606,2.7017088208812803,1.2760000000000001E-4,1.7219,4,5.1420100000000005E-4,{"$f":"IF($B3859>$F3859,0,IF($C3859>$G3859,0,ROUND((((($F3859-$B3859)/100)*IF('DBH-Upgrade'!$K$6='DBH-Upgrade'!$K$8,$CC3873,($BF3859/(($F3859-18)/100))))+((($B3859-18)/100)*$CB3873))*IF($E3859>50,IF($G3859=11,(1-(($E3859-50)*0.005)),IF($G3859=16,(1-(($E3859-50)*0.005)),IF($G3859=21,(1-(($E3859-50)*0.005)),1))),1)*$CE3873,0)))","v":264},{"$f":"IF($B3859>$F3859,0,IF($C3859>$G3859,0,ROUND((((($F3859-$B3859)/100)*IF('DBH-Upgrade'!$K$6='DBH-Upgrade'!$K$8,$CC3873,($BF3859/(($F3859-18)/100))))+((($B3859-18)/100)*$CB3873))*IF($E3859>50,IF($G3859=11,(1-(($E3859-50)*0.005)),IF($G3859=16,(1-(($E3859-50)*0.005)),IF($G3859=21,(1-(($E3859-50)*0.005)),1))),1)*$CD3873,0)))","v":274},{"$f":"IF($B3859>$F3859,0,IF($C3859>$G3859,0,ROUND((((($F3859-$B3859)/100)*IF('DBH-Upgrade'!$K$6='DBH-Upgrade'!$K$8,$CC3873,($BF3859/(($F3859-18)/100))))+((($B3859-18)/100)*$CB3873))*IF($E3859>50,IF($G3859=11,(1-(($E3859-50)*0.005)),IF($G3859=16,(1-(($E3859-50)*0.005)),IF($G3859=21,(1-(($E3859-50)*0.005)),1))),1),0)))","v":402},0.85,0.85,0.85,167,173,253,72,74,109,4.5509847291325407E-2,4.7917839408318327E-2,9.9462590618318081E-2,6.9,5.5,5.9,7.9,null,8260,null,0.8,null,null,0,13.2,15.1,21.85,null,1,1,1,167,173,253,null,0,0,0,1,3238,4735,725,75,0.68521071868549555,0.65780685179925613,null,1,1,0.99999999999999978,0.99999999999999978,null,20]
["3702801015",{"$f":"'DBH-Upgrade'!$K$8-$CL3860","v":50},15,3,70,280,10,11.5,0,26,30,48.9,3144.6,{"$f":"IF($B3860>$F3860,0,IF($C3860>$G3860,0,ROUND((((($F3860-$B3860)/100)*IF('DBH-Upgrade'!$K$6='DBH-Upgrade'!$K$8,$BZ3874,($BE3860/(($F3860-18)/100))))+((($B3860-18)/100)*$CA3874))*$CE3874,0)))","v":0},{"$f":"IF($B3860>$F3860,0,IF($C3860>$G3860,0,ROUND((((($F3860-$B3860)/100)*IF('DBH-Upgrade'!$K$6='DBH-Upgrade'!$K$8,$BZ3874,($BE3860/(($F3860-18)/100))))+((($B3860-18)/100)*$CA3874))*$CD3874,0)))","v":0},{"$f":"IF($B3860>$F3860,0,IF($C3860>$G3860,0,ROUND(((($F3860-$B3860)/100)*IF('DBH-Upgrade'!$K$6='DBH-Upgrade'!$K$8,$BZ3874,($BE3860/(($F3860-18)/100))))+((($B3860-18)/100)*$CA3874),0)))","v":0},1.5,1.08,1.08,1.08,3145,{"$f":"IF($B3860>$F3860,0,IF($C3860>$G3860,0,ROUND(((($F3860-$B3860)/100)*(IF('DBH-Upgrade'!$K$6='DBH-Upgrade'!$K$8,$BZ3874,($BE3860/(($F3860-18)/100))))*$CH3874)+((($B3860-18)/100)*$CA3874*$CE3874*$CG3874),0)))","v":0},{"$f":"IF($B3860>$F3860,0,IF($C3860>$G3860,0,ROUND(((($F3860-$B3860)/100)*(IF('DBH-Upgrade'!$K$6='DBH-Upgrade'!$K$8,$BZ3874,($BE3860/(($F3860-18)/100))))*$CH3874)+((($B3860-18)/100)*$CA3874*$CD3874*$CG3874),0)))","v":0},{"$f":"IF($B3860>$F3860,0,IF($C3860>$G3860,0,ROUND(((($F3860-$B3860)/100)*(IF('DBH-Upgrade'!$K$6='DBH-Upgrade'!$K$8,$BZ3874,($BE3860/(($F3860-18)/100))))*$CH3874)+((($B3860-18)/100)*$CA3874*$CG3874),0)))","v":0},270,0,0,0,0.60332577758150963,0,0,0,3.969E-4,1.7345999999999999,2,3.6734700000000002E-4,{"$f":"IF($B3860>$F3860,0,IF($C3860>$G3860,0,ROUND((((($F3860-$B3860)/100)*IF('DBH-Upgrade'!$K$6='DBH-Upgrade'!$K$8,$CC3874,($BF3860/(($F3860-18)/100))))+((($B3860-18)/100)*$CB3874))*IF($E3860>50,IF($G3860=11,(1-(($E3860-50)*0.005)),IF($G3860=16,(1-(($E3860-50)*0.005)),IF($G3860=21,(1-(($E3860-50)*0.005)),1))),1)*$CE3874,0)))","v":0},{"$f":"IF($B3860>$F3860,0,IF($C3860>$G3860,0,ROUND((((($F3860-$B3860)/100)*IF('DBH-Upgrade'!$K$6='DBH-Upgrade'!$K$8,$CC3874,($BF3860/(($F3860-18)/100))))+((($B3860-18)/100)*$CB3874))*IF($E3860>50,IF($G3860=11,(1-(($E3860-50)*0.005)),IF($G3860=16,(1-(($E3860-50)*0.005)),IF($G3860=21,(1-(($E3860-50)*0.005)),1))),1)*$CD3874,0)))","v":0},{"$f":"IF($B3860>$F3860,0,IF($C3860>$G3860,0,ROUND((((($F3860-$B3860)/100)*IF('DBH-Upgrade'!$K$6='DBH-Upgrade'!$K$8,$CC3874,($BF3860/(($F3860-18)/100))))+((($B3860-18)/100)*$CB3874))*IF($E3860>50,IF($G3860=11,(1-(($E3860-50)*0.005)),IF($G3860=16,(1-(($E3860-50)*0.005)),IF($G3860=21,(1-(($E3860-50)*0.005)),1))),1),0)))","v":0},0.98,0.98,0.98,0,0,0,0,0,0,0,0,0,1.9,5.5,5.9,7.9,null,3494,null,0.9,null,null,0,13.2,15.1,21.85,null,1,1,1,0,0,0,null,0,0,0,1,2298,4062,502,78,0.7585639347228863,0.69425955238573378,null,1,1,0.99999999999999978,0.99999999999999978,null,20]
["3702801115",{"$f":"'DBH-Upgrade'!$K$8-$CL3861","v":50},15,3,70,280,11,11.5,0,26,30,48.9,3027.36,{"$f":"IF($B3861>$F3861,0,IF($C3861>$G3861,0,ROUND((((($F3861-$B3861)/100)*IF('DBH-Upgrade'!$K$6='DBH-Upgrade'!$K$8,$BZ3875,($BE3861/(($F3861-18)/100))))+((($B3861-18)/100)*$CA3875))*$CE3875,0)))","v":0},{"$f":"IF($B3861>$F3861,0,IF($C3861>$G3861,0,ROUND((((($F3861-$B3861)/100)*IF('DBH-Upgrade'!$K$6='DBH-Upgrade'!$K$8,$BZ3875,($BE3861/(($F3861-18)/100))))+((($B3861-18)/100)*$CA3875))*$CD3875,0)))","v":0},{"$f":"IF($B3861>$F3861,0,IF($C3861>$G3861,0,ROUND(((($F3861-$B3861)/100)*IF('DBH-Upgrade'!$K$6='DBH-Upgrade'!$K$8,$BZ3875,($BE3861/(($F3861-18)/100))))+((($B3861-18)/100)*$CA3875),0)))","v":0},1.5,1.1000000000000001,1.1000000000000001,1.1000000000000001,3027,{"$f":"IF($B3861>$F3861,0,IF($C3861>$G3861,0,ROUND(((($F3861-$B3861)/100)*(IF('DBH-Upgrade'!$K$6='DBH-Upgrade'!$K$8,$BZ3875,($BE3861/(($F3861-18)/100))))*$CH3875)+((($B3861-18)/100)*$CA3875*$CE3875*$CG3875),0)))","v":0},{"$f":"IF($B3861>$F3861,0,IF($C3861>$G3861,0,ROUND(((($F3861-$B3861)/100)*(IF('DBH-Upgrade'!$K$6='DBH-Upgrade'!$K$8,$BZ3875,($BE3861/(($F3861-18)/100))))*$CH3875)+((($B3861-18)/100)*$CA3875*$CD3875*$CG3875),0)))","v":0},{"$f":"IF($B3861>$F3861,0,IF($C3861>$G3861,0,ROUND(((($F3861-$B3861)/100)*(IF('DBH-Upgrade'!$K$6='DBH-Upgrade'!$K$8,$BZ3875,($BE3861/(($F3861-18)/100))))*$CH3875)+((($B3861-18)/100)*$CA3875*$CG3875),0)))","v":0},260,0,0,0,1.019023570933171,0,0,0,3.969E-4,1.7345999999999999,4,5.7428799999999995E-4,{"$f":"IF($B3861>$F3861,0,IF($C3861>$G3861,0,ROUND((((($F3861-$B3861)/100)*IF('DBH-Upgrade'!$K$6='DBH-Upgrade'!$K$8,$CC3875,($BF3861/(($F3861-18)/100))))+((($B3861-18)/100)*$CB3875))*IF($E3861>50,IF($G3861=11,(1-(($E3861-50)*0.005)),IF($G3861=16,(1-(($E3861-50)*0.005)),IF($G3861=21,(1-(($E3861-50)*0.005)),1))),1)*$CE3875,0)))","v":0},{"$f":"IF($B3861>$F3861,0,IF($C3861>$G3861,0,ROUND((((($F3861-$B3861)/100)*IF('DBH-Upgrade'!$K$6='DBH-Upgrade'!$K$8,$CC3875,($BF3861/(($F3861-18)/100))))+((($B3861-18)/100)*$CB3875))*IF($E3861>50,IF($G3861=11,(1-(($E3861-50)*0.005)),IF($G3861=16,(1-(($E3861-50)*0.005)),IF($G3861=21,(1-(($E3861-50)*0.005)),1))),1)*$CD3875,0)))","v":0},{"$f":"IF($B3861>$F3861,0,IF($C3861>$G3861,0,ROUND((((($F3861-$B3861)/100)*IF('DBH-Upgrade'!$K$6='DBH-Upgrade'!$K$8,$CC3875,($BF3861/(($F3861-18)/100))))+((($B3861-18)/100)*$CB3875))*IF($E3861>50,IF($G3861=11,(1-(($E3861-50)*0.005)),IF($G3861=16,(1-(($E3861-50)*0.005)),IF($G3861=21,(1-(($E3861-50)*0.005)),1))),1),0)))","v":0},0.95,0.95,0.95,0,0,0,0,0,0,0,0,0,3.7,5.5,5.9,7.9,null,4452,null,0.68,null,null,0,13.2,15.1,21.85,null,1,1,1,0,0,0,null,0,0,0,1,2489,6098,791,92,0.68521071868549555,0.65780685179925613,null,1,1,0.99999999999999978,0.99999999999999978,null,20]
["3702801515",{"$f":"'DBH-Upgrade'!$K$8-$CL3862","v":70},15,3,70,280,15,16.5,0,26,30,48.9,4417.6000000000004,{"$f":"IF($B3862>$F3862,0,IF($C3862>$G3862,0,ROUND((((($F3862-$B3862)/100)*IF('DBH-Upgrade'!$K$6='DBH-Upgrade'!$K$8,$BZ3876,($BE3862/(($F3862-18)/100))))+((($B3862-18)/100)*$CA3876))*$CE3876,0)))","v":3341},{"$f":"IF($B3862>$F3862,0,IF($C3862>$G3862,0,ROUND((((($F3862-$B3862)/100)*IF('DBH-Upgrade'!$K$6='DBH-Upgrade'!$K$8,$BZ3876,($BE3862/(($F3862-18)/100))))+((($B3862-18)/100)*$CA3876))*$CD3876,0)))","v":3415},{"$f":"IF($B3862>$F3862,0,IF($C3862>$G3862,0,ROUND(((($F3862-$B3862)/100)*IF('DBH-Upgrade'!$K$6='DBH-Upgrade'!$K$8,$BZ3876,($BE3862/(($F3862-18)/100))))+((($B3862-18)/100)*$CA3876),0)))","v":5075},1.5,1.08,1.08,1.08,4418,{"$f":"IF($B3862>$F3862,0,IF($C3862>$G3862,0,ROUND(((($F3862-$B3862)/100)*(IF('DBH-Upgrade'!$K$6='DBH-Upgrade'!$K$8,$BZ3876,($BE3862/(($F3862-18)/100))))*$CH3876)+((($B3862-18)/100)*$CA3876*$CE3876*$CG3876),0)))","v":4500},{"$f":"IF($B3862>$F3862,0,IF($C3862>$G3862,0,ROUND(((($F3862-$B3862)/100)*(IF('DBH-Upgrade'!$K$6='DBH-Upgrade'!$K$8,$BZ3876,($BE3862/(($F3862-18)/100))))*$CH3876)+((($B3862-18)/100)*$CA3876*$CD3876*$CG3876),0)))","v":4525},{"$f":"IF($B3862>$F3862,0,IF($C3862>$G3862,0,ROUND(((($F3862-$B3862)/100)*(IF('DBH-Upgrade'!$K$6='DBH-Upgrade'!$K$8,$BZ3876,($BE3862/(($F3862-18)/100))))*$CH3876)+((($B3862-18)/100)*$CA3876*$CG3876),0)))","v":5075},380,387,389,436,0.95743619984165873,0.99145112914790623,1.0012746976571101,1.2455262429059895,2.0829999999999999E-4,1.724,2,4.6182900000000003E-4,{"$f":"IF($B3862>$F3862,0,IF($C3862>$G3862,0,ROUND((((($F3862-$B3862)/100)*IF('DBH-Upgrade'!$K$6='DBH-Upgrade'!$K$8,$CC3876,($BF3862/(($F3862-18)/100))))+((($B3862-18)/100)*$CB3876))*IF($E3862>50,IF($G3862=11,(1-(($E3862-50)*0.005)),IF($G3862=16,(1-(($E3862-50)*0.005)),IF($G3862=21,(1-(($E3862-50)*0.005)),1))),1)*$CE3876,0)))","v":238},{"$f":"IF($B3862>$F3862,0,IF($C3862>$G3862,0,ROUND((((($F3862-$B3862)/100)*IF('DBH-Upgrade'!$K$6='DBH-Upgrade'!$K$8,$CC3876,($BF3862/(($F3862-18)/100))))+((($B3862-18)/100)*$CB3876))*IF($E3862>50,IF($G3862=11,(1-(($E3862-50)*0.005)),IF($G3862=16,(1-(($E3862-50)*0.005)),IF($G3862=21,(1-(($E3862-50)*0.005)),1))),1)*$CD3876,0)))","v":244},{"$f":"IF($B3862>$F3862,0,IF($C3862>$G3862,0,ROUND((((($F3862-$B3862)/100)*IF('DBH-Upgrade'!$K$6='DBH-Upgrade'!$K$8,$CC3876,($BF3862/(($F3862-18)/100))))+((($B3862-18)/100)*$CB3876))*IF($E3862>50,IF($G3862=11,(1-(($E3862-50)*0.005)),IF($G3862=16,(1-(($E3862-50)*0.005)),IF($G3862=21,(1-(($E3862-50)*0.005)),1))),1),0)))","v":362},1.01,1.01,1.01,151,155,230,65,67,99,3.3597611912174655E-2,3.5568858817168564E-2,7.4257020233768151E-2,2.8,5.5,5.9,7.9,null,5522,null,0.8,null,null,0,13.2,15.1,21.85,null,1,1,1,151,155,230,null,0,0,0,1,{"$error":"#VALUE!"},0,0,{"$error":"#VALUE!"},0.75027509009945204,0.68488673514658593,null,1,1,0.99999999999999978,0.99999999999999978,null,0]
["3702801615",{"$f":"'DBH-Upgrade'!$K$8-$CL3863","v":70},15,3,70,280,16,16.5,0,26,30,48.9,4303.04,{"$f":"IF($B3863>$F3863,0,IF($C3863>$G3863,0,ROUND((((($F3863-$B3863)/100)*IF('DBH-Upgrade'!$K$6='DBH-Upgrade'!$K$8,$BZ3877,($BE3863/(($F3863-18)/100))))+((($B3863-18)/100)*$CA3877))*$CE3877,0)))","v":6096},{"$f":"IF($B3863>$F3863,0,IF($C3863>$G3863,0,ROUND((((($F3863-$B3863)/100)*IF('DBH-Upgrade'!$K$6='DBH-Upgrade'!$K$8,$BZ3877,($BE3863/(($F3863-18)/100))))+((($B3863-18)/100)*$CA3877))*$CD3877,0)))","v":6233},{"$f":"IF($B3863>$F3863,0,IF($C3863>$G3863,0,ROUND(((($F3863-$B3863)/100)*IF('DBH-Upgrade'!$K$6='DBH-Upgrade'!$K$8,$BZ3877,($BE3863/(($F3863-18)/100))))+((($B3863-18)/100)*$CA3877),0)))","v":9262},1.5,1.1000000000000001,1.1000000000000001,1.1000000000000001,4303,{"$f":"IF($B3863>$F3863,0,IF($C3863>$G3863,0,ROUND(((($F3863-$B3863)/100)*(IF('DBH-Upgrade'!$K$6='DBH-Upgrade'!$K$8,$BZ3877,($BE3863/(($F3863-18)/100))))*$CH3877)+((($B3863-18)/100)*$CA3877*$CE3877*$CG3877),0)))","v":8420},{"$f":"IF($B3863>$F3863,0,IF($C3863>$G3863,0,ROUND(((($F3863-$B3863)/100)*(IF('DBH-Upgrade'!$K$6='DBH-Upgrade'!$K$8,$BZ3877,($BE3863/(($F3863-18)/100))))*$CH3877)+((($B3863-18)/100)*$CA3877*$CD3877*$CG3877),0)))","v":8457},{"$f":"IF($B3863>$F3863,0,IF($C3863>$G3863,0,ROUND(((($F3863-$B3863)/100)*(IF('DBH-Upgrade'!$K$6='DBH-Upgrade'!$K$8,$BZ3877,($BE3863/(($F3863-18)/100))))*$CH3877)+((($B3863-18)/100)*$CA3877*$CG3877),0)))","v":9262},370,724,727,797,2.4490775147442556,9.0013727788752664,9.0740004619629797,10.849524916894591,2.0829999999999999E-4,1.724,4,1.392796E-3,{"$f":"IF($B3863>$F3863,0,IF($C3863>$G3863,0,ROUND((((($F3863-$B3863)/100)*IF('DBH-Upgrade'!$K$6='DBH-Upgrade'!$K$8,$CC3877,($BF3863/(($F3863-18)/100))))+((($B3863-18)/100)*$CB3877))*IF($E3863>50,IF($G3863=11,(1-(($E3863-50)*0.005)),IF($G3863=16,(1-(($E3863-50)*0.005)),IF($G3863=21,(1-(($E3863-50)*0.005)),1))),1)*$CE3877,0)))","v":317},{"$f":"IF($B3863>$F3863,0,IF($C3863>$G3863,0,ROUND((((($F3863-$B3863)/100)*IF('DBH-Upgrade'!$K$6='DBH-Upgrade'!$K$8,$CC3877,($BF3863/(($F3863-18)/100))))+((($B3863-18)/100)*$CB3877))*IF($E3863>50,IF($G3863=11,(1-(($E3863-50)*0.005)),IF($G3863=16,(1-(($E3863-50)*0.005)),IF($G3863=21,(1-(($E3863-50)*0.005)),1))),1)*$CD3877,0)))","v":324},{"$f":"IF($B3863>$F3863,0,IF($C3863>$G3863,0,ROUND((((($F3863-$B3863)/100)*IF('DBH-Upgrade'!$K$6='DBH-Upgrade'!$K$8,$CC3877,($BF3863/(($F3863-18)/100))))+((($B3863-18)/100)*$CB3877))*IF($E3863>50,IF($G3863=11,(1-(($E3863-50)*0.005)),IF($G3863=16,(1-(($E3863-50)*0.005)),IF($G3863=21,(1-(($E3863-50)*0.005)),1))),1),0)))","v":481},0.95,0.95,0.95,248,254,377,107,109,162,0.22464127511866464,0.23275585039001781,0.49798272720736986,5.6,5.5,5.9,7.9,null,6328,null,0.68,null,null,0,13.2,15.1,21.85,null,1,1,1,248,254,377,null,0,0,0,1,{"$error":"#VALUE!"},0,0,{"$error":"#VALUE!"},0.75027509009945204,0.68488673514658593,null,1,1,0.99999999999999978,0.99999999999999978,null,0]
["3702802015",{"$f":"'DBH-Upgrade'!$K$8-$CL3864","v":70},15,3,70,280,20,21.5,0,26,30,48.9,6166.4000000000005,{"$f":"IF($B3864>$F3864,0,IF($C3864>$G3864,0,ROUND((((($F3864-$B3864)/100)*IF('DBH-Upgrade'!$K$6='DBH-Upgrade'!$K$8,$BZ3878,($BE3864/(($F3864-18)/100))))+((($B3864-18)/100)*$CA3878))*$CE3878,0)))","v":4718},{"$f":"IF($B3864>$F3864,0,IF($C3864>$G3864,0,ROUND((((($F3864-$B3864)/100)*IF('DBH-Upgrade'!$K$6='DBH-Upgrade'!$K$8,$BZ3878,($BE3864/(($F3864-18)/100))))+((($B3864-18)/100)*$CA3878))*$CD3878,0)))","v":5209},{"$f":"IF($B3864>$F3864,0,IF($C3864>$G3864,0,ROUND(((($F3864-$B3864)/100)*IF('DBH-Upgrade'!$K$6='DBH-Upgrade'!$K$8,$BZ3878,($BE3864/(($F3864-18)/100))))+((($B3864-18)/100)*$CA3878),0)))","v":6938},1.5,1.08,1.08,1.08,6166,{"$f":"IF($B3864>$F3864,0,IF($C3864>$G3864,0,ROUND(((($F3864-$B3864)/100)*(IF('DBH-Upgrade'!$K$6='DBH-Upgrade'!$K$8,$BZ3878,($BE3864/(($F3864-18)/100))))*$CH3878)+((($B3864-18)/100)*$CA3878*$CE3878*$CG3878),0)))","v":6262},{"$f":"IF($B3864>$F3864,0,IF($C3864>$G3864,0,ROUND(((($F3864-$B3864)/100)*(IF('DBH-Upgrade'!$K$6='DBH-Upgrade'!$K$8,$BZ3878,($BE3864/(($F3864-18)/100))))*$CH3878)+((($B3864-18)/100)*$CA3878*$CD3878*$CG3878),0)))","v":6412},{"$f":"IF($B3864>$F3864,0,IF($C3864>$G3864,0,ROUND(((($F3864-$B3864)/100)*(IF('DBH-Upgrade'!$K$6='DBH-Upgrade'!$K$8,$BZ3878,($BE3864/(($F3864-18)/100))))*$CH3878)+((($B3864-18)/100)*$CA3878*$CG3878),0)))","v":6938},530,539,551,597,1.362778202920369,1.4078788417424029,1.4691239545331829,1.7156372992094693,1.2760000000000001E-4,1.7219,2,3.76611E-4,{"$f":"IF($B3864>$F3864,0,IF($C3864>$G3864,0,ROUND((((($F3864-$B3864)/100)*IF('DBH-Upgrade'!$K$6='DBH-Upgrade'!$K$8,$CC3878,($BF3864/(($F3864-18)/100))))+((($B3864-18)/100)*$CB3878))*IF($E3864>50,IF($G3864=11,(1-(($E3864-50)*0.005)),IF($G3864=16,(1-(($E3864-50)*0.005)),IF($G3864=21,(1-(($E3864-50)*0.005)),1))),1)*$CE3878,0)))","v":289},{"$f":"IF($B3864>$F3864,0,IF($C3864>$G3864,0,ROUND((((($F3864-$B3864)/100)*IF('DBH-Upgrade'!$K$6='DBH-Upgrade'!$K$8,$CC3878,($BF3864/(($F3864-18)/100))))+((($B3864-18)/100)*$CB3878))*IF($E3864>50,IF($G3864=11,(1-(($E3864-50)*0.005)),IF($G3864=16,(1-(($E3864-50)*0.005)),IF($G3864=21,(1-(($E3864-50)*0.005)),1))),1)*$CD3878,0)))","v":319},{"$f":"IF($B3864>$F3864,0,IF($C3864>$G3864,0,ROUND((((($F3864-$B3864)/100)*IF('DBH-Upgrade'!$K$6='DBH-Upgrade'!$K$8,$CC3878,($BF3864/(($F3864-18)/100))))+((($B3864-18)/100)*$CB3878))*IF($E3864>50,IF($G3864=11,(1-(($E3864-50)*0.005)),IF($G3864=16,(1-(($E3864-50)*0.005)),IF($G3864=21,(1-(($E3864-50)*0.005)),1))),1),0)))","v":425},0.95,0.95,0.95,178,196,261,77,84,112,3.3650153476125599E-2,3.97116574773917E-2,6.8730034170972468E-2,3.7,5.5,5.9,7.9,null,7708,null,0.8,null,null,0,13.2,15.1,21.85,null,1,1,1,178,196,261,null,0,0,0,1,1615,3238,442,63,0.68190440163328403,0.65796861393376183,null,1,1,0.99999999999999978,0.99999999999999978,null,0]
["3702802115",{"$f":"'DBH-Upgrade'!$K$8-$CL3865","v":70},15,3,70,280,21,21.5,0,26,30,48.9,7116.8,{"$f":"IF($B3865>$F3865,0,IF($C3865>$G3865,0,ROUND((((($F3865-$B3865)/100)*IF('DBH-Upgrade'!$K$6='DBH-Upgrade'!$K$8,$BZ3879,($BE3865/(($F3865-18)/100))))+((($B3865-18)/100)*$CA3879))*$CE3879,0)))","v":5528},{"$f":"IF($B3865>$F3865,0,IF($C3865>$G3865,0,ROUND((((($F3865-$B3865)/100)*IF('DBH-Upgrade'!$K$6='DBH-Upgrade'!$K$8,$BZ3879,($BE3865/(($F3865-18)/100))))+((($B3865-18)/100)*$CA3879))*$CD3879,0)))","v":5651},{"$f":"IF($B3865>$F3865,0,IF($C3865>$G3865,0,ROUND(((($F3865-$B3865)/100)*IF('DBH-Upgrade'!$K$6='DBH-Upgrade'!$K$8,$BZ3879,($BE3865/(($F3865-18)/100))))+((($B3865-18)/100)*$CA3879),0)))","v":8398},1.5,1.05,1.05,1.05,7117,{"$f":"IF($B3865>$F3865,0,IF($C3865>$G3865,0,ROUND(((($F3865-$B3865)/100)*(IF('DBH-Upgrade'!$K$6='DBH-Upgrade'!$K$8,$BZ3879,($BE3865/(($F3865-18)/100))))*$CH3879)+((($B3865-18)/100)*$CA3879*$CE3879*$CG3879),0)))","v":7314},{"$f":"IF($B3865>$F3865,0,IF($C3865>$G3865,0,ROUND(((($F3865-$B3865)/100)*(IF('DBH-Upgrade'!$K$6='DBH-Upgrade'!$K$8,$BZ3879,($BE3865/(($F3865-18)/100))))*$CH3879)+((($B3865-18)/100)*$CA3879*$CD3879*$CG3879),0)))","v":7361},{"$f":"IF($B3865>$F3865,0,IF($C3865>$G3865,0,ROUND(((($F3865-$B3865)/100)*(IF('DBH-Upgrade'!$K$6='DBH-Upgrade'!$K$8,$BZ3879,($BE3865/(($F3865-18)/100))))*$CH3879)+((($B3865-18)/100)*$CA3879*$CG3879),0)))","v":8398},612,629,633,722,2.7227477552843693,2.8694142948843004,2.9044631391268019,3.7372400205125089,1.2760000000000001E-4,1.7219,4,5.1420100000000005E-4,{"$f":"IF($B3865>$F3865,0,IF($C3865>$G3865,0,ROUND((((($F3865-$B3865)/100)*IF('DBH-Upgrade'!$K$6='DBH-Upgrade'!$K$8,$CC3879,($BF3865/(($F3865-18)/100))))+((($B3865-18)/100)*$CB3879))*IF($E3865>50,IF($G3865=11,(1-(($E3865-50)*0.005)),IF($G3865=16,(1-(($E3865-50)*0.005)),IF($G3865=21,(1-(($E3865-50)*0.005)),1))),1)*$CE3879,0)))","v":358},{"$f":"IF($B3865>$F3865,0,IF($C3865>$G3865,0,ROUND((((($F3865-$B3865)/100)*IF('DBH-Upgrade'!$K$6='DBH-Upgrade'!$K$8,$CC3879,($BF3865/(($F3865-18)/100))))+((($B3865-18)/100)*$CB3879))*IF($E3865>50,IF($G3865=11,(1-(($E3865-50)*0.005)),IF($G3865=16,(1-(($E3865-50)*0.005)),IF($G3865=21,(1-(($E3865-50)*0.005)),1))),1)*$CD3879,0)))","v":366},{"$f":"IF($B3865>$F3865,0,IF($C3865>$G3865,0,ROUND((((($F3865-$B3865)/100)*IF('DBH-Upgrade'!$K$6='DBH-Upgrade'!$K$8,$CC3879,($BF3865/(($F3865-18)/100))))+((($B3865-18)/100)*$CB3879))*IF($E3865>50,IF($G3865=11,(1-(($E3865-50)*0.005)),IF($G3865=16,(1-(($E3865-50)*0.005)),IF($G3865=21,(1-(($E3865-50)*0.005)),1))),1),0)))","v":544},0.85,0.85,0.85,271,277,411,117,119,177,0.11735096819160669,0.12116195198519836,0.25653416532890577,7.5,5.5,5.9,7.9,null,8896,null,0.8,null,null,0,13.2,15.1,21.85,null,1,1,1,271,277,411,null,0,0,0,1,{"$f":"ROUND(IF($C3851=0,0,IF($C3851=10,IF($G3851=10,1127,IF($G3851=11,2263,\"UNDEFINED\")),IF($C3851=15,IF($G3851=10,\"NOT POSSIBLE\",IF($G3851=11,\"NOT POSSIBLE\",IF($G3851=15,1615,IF($G3851=16,3238,IF($G3851=20,2298,IF($G3851=21,2489)))))),\"ERROR\"))),0)","v":3238},4735,725,{"$f":"ROUND(IF($C3851=0,0,IF($C3851=10,IF($G3851=10,62,IF($G3851=11,50,\"UNDEFINED\")),IF($C3851=15,IF($G3851=10,\"NOT POSSIBLE\",IF($G3851=11,\"NOT POSSIBLE\",IF($G3851=15,63,IF($G3851=16,75,IF($G3851=20,78,IF($G3851=21,92)))))),\"ERROR\"))),0)","v":75},0.68190440163328403,0.65796861393376183,null,1,1,0.99999999999999978,0.99999999999999978,null,0]
["3703001015",{"$f":"'DBH-Upgrade'!$K$8-$CL3866","v":30},15,3,70,300,10,11.5,0,26,30,48.9,3369.6,{"$f":"IF($B3866>$F3866,0,IF($C3866>$G3866,0,ROUND((((($F3866-$B3866)/100)*IF('DBH-Upgrade'!$K$6='DBH-Upgrade'!$K$8,$BZ3880,($BE3866/(($F3866-18)/100))))+((($B3866-18)/100)*$CA3880))*$CE3880,0)))","v":0},{"$f":"IF($B3866>$F3866,0,IF($C3866>$G3866,0,ROUND((((($F3866-$B3866)/100)*IF('DBH-Upgrade'!$K$6='DBH-Upgrade'!$K$8,$BZ3880,($BE3866/(($F3866-18)/100))))+((($B3866-18)/100)*$CA3880))*$CD3880,0)))","v":0},{"$f":"IF($B3866>$F3866,0,IF($C3866>$G3866,0,ROUND(((($F3866-$B3866)/100)*IF('DBH-Upgrade'!$K$6='DBH-Upgrade'!$K$8,$BZ3880,($BE3866/(($F3866-18)/100))))+((($B3866-18)/100)*$CA3880),0)))","v":0},1.5,1.08,1.08,1.08,3370,{"$f":"IF($B3866>$F3866,0,IF($C3866>$G3866,0,ROUND(((($F3866-$B3866)/100)*(IF('DBH-Upgrade'!$K$6='DBH-Upgrade'!$K$8,$BZ3880,($BE3866/(($F3866-18)/100))))*$CH3880)+((($B3866-18)/100)*$CA3880*$CE3880*$CG3880),0)))","v":0},{"$f":"IF($B3866>$F3866,0,IF($C3866>$G3866,0,ROUND(((($F3866-$B3866)/100)*(IF('DBH-Upgrade'!$K$6='DBH-Upgrade'!$K$8,$BZ3880,($BE3866/(($F3866-18)/100))))*$CH3880)+((($B3866-18)/100)*$CA3880*$CD3880*$CG3880),0)))","v":0},{"$f":"IF($B3866>$F3866,0,IF($C3866>$G3866,0,ROUND(((($F3866-$B3866)/100)*(IF('DBH-Upgrade'!$K$6='DBH-Upgrade'!$K$8,$BZ3880,($BE3866/(($F3866-18)/100))))*$CH3880)+((($B3866-18)/100)*$CA3880*$CG3880),0)))","v":0},290,0,0,0,0.71768632865244808,0,0,0,3.969E-4,1.7345999999999999,2,3.6734700000000002E-4,{"$f":"IF($B3866>$F3866,0,IF($C3866>$G3866,0,ROUND((((($F3866-$B3866)/100)*IF('DBH-Upgrade'!$K$6='DBH-Upgrade'!$K$8,$CC3880,($BF3866/(($F3866-18)/100))))+((($B3866-18)/100)*$CB3880))*IF($E3866>50,IF($G3866=11,(1-(($E3866-50)*0.005)),IF($G3866=16,(1-(($E3866-50)*0.005)),IF($G3866=21,(1-(($E3866-50)*0.005)),1))),1)*$CE3880,0)))","v":0},{"$f":"IF($B3866>$F3866,0,IF($C3866>$G3866,0,ROUND((((($F3866-$B3866)/100)*IF('DBH-Upgrade'!$K$6='DBH-Upgrade'!$K$8,$CC3880,($BF3866/(($F3866-18)/100))))+((($B3866-18)/100)*$CB3880))*IF($E3866>50,IF($G3866=11,(1-(($E3866-50)*0.005)),IF($G3866=16,(1-(($E3866-50)*0.005)),IF($G3866=21,(1-(($E3866-50)*0.005)),1))),1)*$CD3880,0)))","v":0},{"$f":"IF($B3866>$F3866,0,IF($C3866>$G3866,0,ROUND((((($F3866-$B3866)/100)*IF('DBH-Upgrade'!$K$6='DBH-Upgrade'!$K$8,$CC3880,($BF3866/(($F3866-18)/100))))+((($B3866-18)/100)*$CB3880))*IF($E3866>50,IF($G3866=11,(1-(($E3866-50)*0.005)),IF($G3866=16,(1-(($E3866-50)*0.005)),IF($G3866=21,(1-(($E3866-50)*0.005)),1))),1),0)))","v":0},0.98,0.98,0.98,0,0,0,0,0,0,0,0,0,2,5.5,5.9,7.9,null,3744,null,0.9,null,null,0,13.2,15.1,21.85,null,1,1,1,0,0,0,null,0,0,0,1,2298,4062,502,78,0.75027509009945204,0.68488673514658593,null,1,1,0.99999999999999978,0.99999999999999978,null,40]
["3703001115",{"$f":"'DBH-Upgrade'!$K$8-$CL3867","v":30},15,3,70,300,11,11.5,0,26,30,48.9,3243.6000000000004,{"$f":"IF($B3867>$F3867,0,IF($C3867>$G3867,0,ROUND((((($F3867-$B3867)/100)*IF('DBH-Upgrade'!$K$6='DBH-Upgrade'!$K$8,$BZ3881,($BE3867/(($F3867-18)/100))))+((($B3867-18)/100)*$CA3881))*$CE3881,0)))","v":0},{"$f":"IF($B3867>$F3867,0,IF($C3867>$G3867,0,ROUND((((($F3867-$B3867)/100)*IF('DBH-Upgrade'!$K$6='DBH-Upgrade'!$K$8,$BZ3881,($BE3867/(($F3867-18)/100))))+((($B3867-18)/100)*$CA3881))*$CD3881,0)))","v":0},{"$f":"IF($B3867>$F3867,0,IF($C3867>$G3867,0,ROUND(((($F3867-$B3867)/100)*IF('DBH-Upgrade'!$K$6='DBH-Upgrade'!$K$8,$BZ3881,($BE3867/(($F3867-18)/100))))+((($B3867-18)/100)*$CA3881),0)))","v":0},1.5,1.1000000000000001,1.1000000000000001,1.1000000000000001,3244,{"$f":"IF($B3867>$F3867,0,IF($C3867>$G3867,0,ROUND(((($F3867-$B3867)/100)*(IF('DBH-Upgrade'!$K$6='DBH-Upgrade'!$K$8,$BZ3881,($BE3867/(($F3867-18)/100))))*$CH3881)+((($B3867-18)/100)*$CA3881*$CE3881*$CG3881),0)))","v":0},{"$f":"IF($B3867>$F3867,0,IF($C3867>$G3867,0,ROUND(((($F3867-$B3867)/100)*(IF('DBH-Upgrade'!$K$6='DBH-Upgrade'!$K$8,$BZ3881,($BE3867/(($F3867-18)/100))))*$CH3881)+((($B3867-18)/100)*$CA3881*$CD3881*$CG3881),0)))","v":0},{"$f":"IF($B3867>$F3867,0,IF($C3867>$G3867,0,ROUND(((($F3867-$B3867)/100)*(IF('DBH-Upgrade'!$K$6='DBH-Upgrade'!$K$8,$BZ3881,($BE3867/(($F3867-18)/100))))*$CH3881)+((($B3867-18)/100)*$CA3881*$CG3881),0)))","v":0},279,0,0,0,1.214106434812257,0,0,0,3.969E-4,1.7345999999999999,4,5.7428799999999995E-4,{"$f":"IF($B3867>$F3867,0,IF($C3867>$G3867,0,ROUND((((($F3867-$B3867)/100)*IF('DBH-Upgrade'!$K$6='DBH-Upgrade'!$K$8,$CC3881,($BF3867/(($F3867-18)/100))))+((($B3867-18)/100)*$CB3881))*IF($E3867>50,IF($G3867=11,(1-(($E3867-50)*0.005)),IF($G3867=16,(1-(($E3867-50)*0.005)),IF($G3867=21,(1-(($E3867-50)*0.005)),1))),1)*$CE3881,0)))","v":0},{"$f":"IF($B3867>$F3867,0,IF($C3867>$G3867,0,ROUND((((($F3867-$B3867)/100)*IF('DBH-Upgrade'!$K$6='DBH-Upgrade'!$K$8,$CC3881,($BF3867/(($F3867-18)/100))))+((($B3867-18)/100)*$CB3881))*IF($E3867>50,IF($G3867=11,(1-(($E3867-50)*0.005)),IF($G3867=16,(1-(($E3867-50)*0.005)),IF($G3867=21,(1-(($E3867-50)*0.005)),1))),1)*$CD3881,0)))","v":0},{"$f":"IF($B3867>$F3867,0,IF($C3867>$G3867,0,ROUND((((($F3867-$B3867)/100)*IF('DBH-Upgrade'!$K$6='DBH-Upgrade'!$K$8,$CC3881,($BF3867/(($F3867-18)/100))))+((($B3867-18)/100)*$CB3881))*IF($E3867>50,IF($G3867=11,(1-(($E3867-50)*0.005)),IF($G3867=16,(1-(($E3867-50)*0.005)),IF($G3867=21,(1-(($E3867-50)*0.005)),1))),1),0)))","v":0},0.95,0.95,0.95,0,0,0,0,0,0,0,0,0,4,5.5,5.9,7.9,null,4770,null,0.68,null,null,0,13.2,15.1,21.85,null,1,1,1,0,0,0,null,0,0,0,1,2489,6098,791,92,0.68190440163328403,0.65796861393376183,null,1,1,0.99999999999999978,0.99999999999999978,null,40]
["3703001515",{"$f":"'DBH-Upgrade'!$K$8-$CL3868","v":50},15,3,70,300,15,16.5,0,26,30,48.9,4732.8,{"$f":"IF($B3868>$F3868,0,IF($C3868>$G3868,0,ROUND((((($F3868-$B3868)/100)*IF('DBH-Upgrade'!$K$6='DBH-Upgrade'!$K$8,$BZ3882,($BE3868/(($F3868-18)/100))))+((($B3868-18)/100)*$CA3882))*$CE3882,0)))","v":3340},{"$f":"IF($B3868>$F3868,0,IF($C3868>$G3868,0,ROUND((((($F3868-$B3868)/100)*IF('DBH-Upgrade'!$K$6='DBH-Upgrade'!$K$8,$BZ3882,($BE3868/(($F3868-18)/100))))+((($B3868-18)/100)*$CA3882))*$CD3882,0)))","v":3414},{"$f":"IF($B3868>$F3868,0,IF($C3868>$G3868,0,ROUND(((($F3868-$B3868)/100)*IF('DBH-Upgrade'!$K$6='DBH-Upgrade'!$K$8,$BZ3882,($BE3868/(($F3868-18)/100))))+((($B3868-18)/100)*$CA3882),0)))","v":5074},1.5,1.08,1.08,1.08,4733,{"$f":"IF($B3868>$F3868,0,IF($C3868>$G3868,0,ROUND(((($F3868-$B3868)/100)*(IF('DBH-Upgrade'!$K$6='DBH-Upgrade'!$K$8,$BZ3882,($BE3868/(($F3868-18)/100))))*$CH3882)+((($B3868-18)/100)*$CA3882*$CE3882*$CG3882),0)))","v":4720},{"$f":"IF($B3868>$F3868,0,IF($C3868>$G3868,0,ROUND(((($F3868-$B3868)/100)*(IF('DBH-Upgrade'!$K$6='DBH-Upgrade'!$K$8,$BZ3882,($BE3868/(($F3868-18)/100))))*$CH3882)+((($B3868-18)/100)*$CA3882*$CD3882*$CG3882),0)))","v":4735},{"$f":"IF($B3868>$F3868,0,IF($C3868>$G3868,0,ROUND(((($F3868-$B3868)/100)*(IF('DBH-Upgrade'!$K$6='DBH-Upgrade'!$K$8,$BZ3882,($BE3868/(($F3868-18)/100))))*$CH3882)+((($B3868-18)/100)*$CA3882*$CG3882),0)))","v":5074},407,406,407,436,1.117542411398853,1.1123061504488965,1.117542411398853,1.2745297185221633,2.0829999999999999E-4,1.724,2,4.6182900000000003E-4,{"$f":"IF($B3868>$F3868,0,IF($C3868>$G3868,0,ROUND((((($F3868-$B3868)/100)*IF('DBH-Upgrade'!$K$6='DBH-Upgrade'!$K$8,$CC3882,($BF3868/(($F3868-18)/100))))+((($B3868-18)/100)*$CB3882))*IF($E3868>50,IF($G3868=11,(1-(($E3868-50)*0.005)),IF($G3868=16,(1-(($E3868-50)*0.005)),IF($G3868=21,(1-(($E3868-50)*0.005)),1))),1)*$CE3882,0)))","v":197},{"$f":"IF($B3868>$F3868,0,IF($C3868>$G3868,0,ROUND((((($F3868-$B3868)/100)*IF('DBH-Upgrade'!$K$6='DBH-Upgrade'!$K$8,$CC3882,($BF3868/(($F3868-18)/100))))+((($B3868-18)/100)*$CB3882))*IF($E3868>50,IF($G3868=11,(1-(($E3868-50)*0.005)),IF($G3868=16,(1-(($E3868-50)*0.005)),IF($G3868=21,(1-(($E3868-50)*0.005)),1))),1)*$CD3882,0)))","v":201},{"$f":"IF($B3868>$F3868,0,IF($C3868>$G3868,0,ROUND((((($F3868-$B3868)/100)*IF('DBH-Upgrade'!$K$6='DBH-Upgrade'!$K$8,$CC3882,($BF3868/(($F3868-18)/100))))+((($B3868-18)/100)*$CB3882))*IF($E3868>50,IF($G3868=11,(1-(($E3868-50)*0.005)),IF($G3868=16,(1-(($E3868-50)*0.005)),IF($G3868=21,(1-(($E3868-50)*0.005)),1))),1),0)))","v":299},1.01,1.01,1.01,93,95,141,40,41,61,1.398140225503044E-2,1.4641115761580666E-2,3.0792183713969142E-2,3,5.5,5.9,7.9,null,5916,null,0.8,null,null,0,13.2,15.1,21.85,null,1,1,1,93,95,141,null,0,0,0,1,{"$error":"#VALUE!"},0,0,{"$error":"#VALUE!"},0.75,0.68,null,1,1,0.99999999999999978,0.99999999999999978,null,20]
["3703001615",{"$f":"'DBH-Upgrade'!$K$8-$CL3869","v":50},15,3,70,300,16,16.5,0,26,30,48.9,4610.4000000000005,{"$f":"IF($B3869>$F3869,0,IF($C3869>$G3869,0,ROUND((((($F3869-$B3869)/100)*IF('DBH-Upgrade'!$K$6='DBH-Upgrade'!$K$8,$BZ3883,($BE3869/(($F3869-18)/100))))+((($B3869-18)/100)*$CA3883))*$CE3883,0)))","v":6326},{"$f":"IF($B3869>$F3869,0,IF($C3869>$G3869,0,ROUND((((($F3869-$B3869)/100)*IF('DBH-Upgrade'!$K$6='DBH-Upgrade'!$K$8,$BZ3883,($BE3869/(($F3869-18)/100))))+((($B3869-18)/100)*$CA3883))*$CD3883,0)))","v":6467},{"$f":"IF($B3869>$F3869,0,IF($C3869>$G3869,0,ROUND(((($F3869-$B3869)/100)*IF('DBH-Upgrade'!$K$6='DBH-Upgrade'!$K$8,$BZ3883,($BE3869/(($F3869-18)/100))))+((($B3869-18)/100)*$CA3883),0)))","v":9610},1.5,1.1000000000000001,1.1000000000000001,1.1000000000000001,4610,{"$f":"IF($B3869>$F3869,0,IF($C3869>$G3869,0,ROUND(((($F3869-$B3869)/100)*(IF('DBH-Upgrade'!$K$6='DBH-Upgrade'!$K$8,$BZ3883,($BE3869/(($F3869-18)/100))))*$CH3883)+((($B3869-18)/100)*$CA3883*$CE3883*$CG3883),0)))","v":9092},{"$f":"IF($B3869>$F3869,0,IF($C3869>$G3869,0,ROUND(((($F3869-$B3869)/100)*(IF('DBH-Upgrade'!$K$6='DBH-Upgrade'!$K$8,$BZ3883,($BE3869/(($F3869-18)/100))))*$CH3883)+((($B3869-18)/100)*$CA3883*$CD3883*$CG3883),0)))","v":9115},{"$f":"IF($B3869>$F3869,0,IF($C3869>$G3869,0,ROUND(((($F3869-$B3869)/100)*(IF('DBH-Upgrade'!$K$6='DBH-Upgrade'!$K$8,$BZ3883,($BE3869/(($F3869-18)/100))))*$CH3883)+((($B3869-18)/100)*$CA3883*$CG3883),0)))","v":9610},396,782,784,826,2.8421582731770401,10.614826155512473,10.667584931323699,11.804997742617104,2.0829999999999999E-4,1.724,4,1.392796E-3,{"$f":"IF($B3869>$F3869,0,IF($C3869>$G3869,0,ROUND((((($F3869-$B3869)/100)*IF('DBH-Upgrade'!$K$6='DBH-Upgrade'!$K$8,$CC3883,($BF3869/(($F3869-18)/100))))+((($B3869-18)/100)*$CB3883))*IF($E3869>50,IF($G3869=11,(1-(($E3869-50)*0.005)),IF($G3869=16,(1-(($E3869-50)*0.005)),IF($G3869=21,(1-(($E3869-50)*0.005)),1))),1)*$CE3883,0)))","v":249},{"$f":"IF($B3869>$F3869,0,IF($C3869>$G3869,0,ROUND((((($F3869-$B3869)/100)*IF('DBH-Upgrade'!$K$6='DBH-Upgrade'!$K$8,$CC3883,($BF3869/(($F3869-18)/100))))+((($B3869-18)/100)*$CB3883))*IF($E3869>50,IF($G3869=11,(1-(($E3869-50)*0.005)),IF($G3869=16,(1-(($E3869-50)*0.005)),IF($G3869=21,(1-(($E3869-50)*0.005)),1))),1)*$CD3883,0)))","v":254},{"$f":"IF($B3869>$F3869,0,IF($C3869>$G3869,0,ROUND((((($F3869-$B3869)/100)*IF('DBH-Upgrade'!$K$6='DBH-Upgrade'!$K$8,$CC3883,($BF3869/(($F3869-18)/100))))+((($B3869-18)/100)*$CB3883))*IF($E3869>50,IF($G3869=11,(1-(($E3869-50)*0.005)),IF($G3869=16,(1-(($E3869-50)*0.005)),IF($G3869=21,(1-(($E3869-50)*0.005)),1))),1),0)))","v":378},0.95,0.95,0.95,153,156,232,66,67,100,9.1418299580838858E-2,9.4073116063263712E-2,0.20191747274211833,6,5.5,5.9,7.9,null,6780,null,0.68,null,null,0,13.2,15.1,21.85,null,1,1,1,153,156,232,null,0,0,0,1,{"$error":"#VALUE!"},0,0,{"$error":"#VALUE!"},0.75,0.68,null,1,1,0.99999999999999978,0.99999999999999978,null,20]
["3703002015",{"$f":"'DBH-Upgrade'!$K$8-$CL3870","v":50},15,3,70,300,20,21.5,0,26,30,48.9,6607.2000000000007,{"$f":"IF($B3870>$F3870,0,IF($C3870>$G3870,0,ROUND((((($F3870-$B3870)/100)*IF('DBH-Upgrade'!$K$6='DBH-Upgrade'!$K$8,$BZ3884,($BE3870/(($F3870-18)/100))))+((($B3870-18)/100)*$CA3884))*$CE3884,0)))","v":4790},{"$f":"IF($B3870>$F3870,0,IF($C3870>$G3870,0,ROUND((((($F3870-$B3870)/100)*IF('DBH-Upgrade'!$K$6='DBH-Upgrade'!$K$8,$BZ3884,($BE3870/(($F3870-18)/100))))+((($B3870-18)/100)*$CA3884))*$CD3884,0)))","v":5289},{"$f":"IF($B3870>$F3870,0,IF($C3870>$G3870,0,ROUND(((($F3870-$B3870)/100)*IF('DBH-Upgrade'!$K$6='DBH-Upgrade'!$K$8,$BZ3884,($BE3870/(($F3870-18)/100))))+((($B3870-18)/100)*$CA3884),0)))","v":7045},1.5,1.08,1.08,1.08,6607,{"$f":"IF($B3870>$F3870,0,IF($C3870>$G3870,0,ROUND(((($F3870-$B3870)/100)*(IF('DBH-Upgrade'!$K$6='DBH-Upgrade'!$K$8,$BZ3884,($BE3870/(($F3870-18)/100))))*$CH3884)+((($B3870-18)/100)*$CA3884*$CE3884*$CG3884),0)))","v":6629},{"$f":"IF($B3870>$F3870,0,IF($C3870>$G3870,0,ROUND(((($F3870-$B3870)/100)*(IF('DBH-Upgrade'!$K$6='DBH-Upgrade'!$K$8,$BZ3884,($BE3870/(($F3870-18)/100))))*$CH3884)+((($B3870-18)/100)*$CA3884*$CD3884*$CG3884),0)))","v":6721},{"$f":"IF($B3870>$F3870,0,IF($C3870>$G3870,0,ROUND(((($F3870-$B3870)/100)*(IF('DBH-Upgrade'!$K$6='DBH-Upgrade'!$K$8,$BZ3884,($BE3870/(($F3870-18)/100))))*$CH3884)+((($B3870-18)/100)*$CA3884*$CG3884),0)))","v":7045},568,570,578,606,1.5857187628092817,1.5965168257387257,1.6400650950813287,1.7969652326988992,1.2760000000000001E-4,1.7219,2,3.76611E-4,{"$f":"IF($B3870>$F3870,0,IF($C3870>$G3870,0,ROUND((((($F3870-$B3870)/100)*IF('DBH-Upgrade'!$K$6='DBH-Upgrade'!$K$8,$CC3884,($BF3870/(($F3870-18)/100))))+((($B3870-18)/100)*$CB3884))*IF($E3870>50,IF($G3870=11,(1-(($E3870-50)*0.005)),IF($G3870=16,(1-(($E3870-50)*0.005)),IF($G3870=21,(1-(($E3870-50)*0.005)),1))),1)*$CE3884,0)))","v":242},{"$f":"IF($B3870>$F3870,0,IF($C3870>$G3870,0,ROUND((((($F3870-$B3870)/100)*IF('DBH-Upgrade'!$K$6='DBH-Upgrade'!$K$8,$CC3884,($BF3870/(($F3870-18)/100))))+((($B3870-18)/100)*$CB3884))*IF($E3870>50,IF($G3870=11,(1-(($E3870-50)*0.005)),IF($G3870=16,(1-(($E3870-50)*0.005)),IF($G3870=21,(1-(($E3870-50)*0.005)),1))),1)*$CD3884,0)))","v":267},{"$f":"IF($B3870>$F3870,0,IF($C3870>$G3870,0,ROUND((((($F3870-$B3870)/100)*IF('DBH-Upgrade'!$K$6='DBH-Upgrade'!$K$8,$CC3884,($BF3870/(($F3870-18)/100))))+((($B3870-18)/100)*$CB3884))*IF($E3870>50,IF($G3870=11,(1-(($E3870-50)*0.005)),IF($G3870=16,(1-(($E3870-50)*0.005)),IF($G3870=21,(1-(($E3870-50)*0.005)),1))),1),0)))","v":356},0.95,0.95,0.95,109,121,161,47,52,69,1.356111920040365E-2,1.6416409962068446E-2,2.8047447739924306E-2,4,5.5,5.9,7.9,null,8259,null,0.8,null,null,0,13.2,15.1,21.85,null,1,1,1,109,121,161,null,0,0,0,1,1615,3238,442,63,0.68190449384530405,0.65796861393376183,null,1,1,0.99999999999999978,0.99999999999999978,null,20]
["3703002115",{"$f":"'DBH-Upgrade'!$K$8-$CL3871","v":50},15,3,70,300,21,21.5,0,26,30,48.9,7624.8,{"$f":"IF($B3871>$F3871,0,IF($C3871>$G3871,0,ROUND((((($F3871-$B3871)/100)*IF('DBH-Upgrade'!$K$6='DBH-Upgrade'!$K$8,$BZ3885,($BE3871/(($F3871-18)/100))))+((($B3871-18)/100)*$CA3885))*$CE3885,0)))","v":5380},{"$f":"IF($B3871>$F3871,0,IF($C3871>$G3871,0,ROUND((((($F3871-$B3871)/100)*IF('DBH-Upgrade'!$K$6='DBH-Upgrade'!$K$8,$BZ3885,($BE3871/(($F3871-18)/100))))+((($B3871-18)/100)*$CA3885))*$CD3885,0)))","v":5501},{"$f":"IF($B3871>$F3871,0,IF($C3871>$G3871,0,ROUND(((($F3871-$B3871)/100)*IF('DBH-Upgrade'!$K$6='DBH-Upgrade'!$K$8,$BZ3885,($BE3871/(($F3871-18)/100))))+((($B3871-18)/100)*$CA3885),0)))","v":8174},1.5,1.05,1.05,1.05,7625,{"$f":"IF($B3871>$F3871,0,IF($C3871>$G3871,0,ROUND(((($F3871-$B3871)/100)*(IF('DBH-Upgrade'!$K$6='DBH-Upgrade'!$K$8,$BZ3885,($BE3871/(($F3871-18)/100))))*$CH3885)+((($B3871-18)/100)*$CA3885*$CE3885*$CG3885),0)))","v":7507},{"$f":"IF($B3871>$F3871,0,IF($C3871>$G3871,0,ROUND(((($F3871-$B3871)/100)*(IF('DBH-Upgrade'!$K$6='DBH-Upgrade'!$K$8,$BZ3885,($BE3871/(($F3871-18)/100))))*$CH3885)+((($B3871-18)/100)*$CA3885*$CD3885*$CG3885),0)))","v":7536},{"$f":"IF($B3871>$F3871,0,IF($C3871>$G3871,0,ROUND(((($F3871-$B3871)/100)*(IF('DBH-Upgrade'!$K$6='DBH-Upgrade'!$K$8,$BZ3885,($BE3871/(($F3871-18)/100))))*$CH3885)+((($B3871-18)/100)*$CA3885*$CG3885),0)))","v":8174},656,646,648,703,3.1808651455682373,3.088829477367883,3.1071325312294391,3.6308296155859807,1.2760000000000001E-4,1.7219,4,5.1420100000000005E-4,{"$f":"IF($B3871>$F3871,0,IF($C3871>$G3871,0,ROUND((((($F3871-$B3871)/100)*IF('DBH-Upgrade'!$K$6='DBH-Upgrade'!$K$8,$CC3885,($BF3871/(($F3871-18)/100))))+((($B3871-18)/100)*$CB3885))*IF($E3871>50,IF($G3871=11,(1-(($E3871-50)*0.005)),IF($G3871=16,(1-(($E3871-50)*0.005)),IF($G3871=21,(1-(($E3871-50)*0.005)),1))),1)*$CE3885,0)))","v":286},{"$f":"IF($B3871>$F3871,0,IF($C3871>$G3871,0,ROUND((((($F3871-$B3871)/100)*IF('DBH-Upgrade'!$K$6='DBH-Upgrade'!$K$8,$CC3885,($BF3871/(($F3871-18)/100))))+((($B3871-18)/100)*$CB3885))*IF($E3871>50,IF($G3871=11,(1-(($E3871-50)*0.005)),IF($G3871=16,(1-(($E3871-50)*0.005)),IF($G3871=21,(1-(($E3871-50)*0.005)),1))),1)*$CD3885,0)))","v":293},{"$f":"IF($B3871>$F3871,0,IF($C3871>$G3871,0,ROUND((((($F3871-$B3871)/100)*IF('DBH-Upgrade'!$K$6='DBH-Upgrade'!$K$8,$CC3885,($BF3871/(($F3871-18)/100))))+((($B3871-18)/100)*$CB3885))*IF($E3871>50,IF($G3871=11,(1-(($E3871-50)*0.005)),IF($G3871=16,(1-(($E3871-50)*0.005)),IF($G3871=21,(1-(($E3871-50)*0.005)),1))),1),0)))","v":435},0.85,0.85,0.85,167,170,253,72,73,109,4.8667305116752997E-2,4.9939836120933272E-2,0.10591083397736011,8,5.5,5.9,7.9,null,{"$f":"$BE1239","v":9531},null,0.8,null,null,0,13.2,15.1,21.85,null,1,1,1,167,170,253,null,0,0,0,1,3238,4735,725,75,0.68190449384530405,0.65796861393376183,null,1,1,0.99999999999999978,0.99999999999999978,null,20]
["390601015",{"$f":"'DBH-Upgrade'!$K$8-$CL3872","v":70},15,3,90,60,10,11.5,0,26,30,41.1,738.9,{"$f":"IF($B3872>$F3872,0,IF($C3872>$G3872,0,ROUND((((($F3872-$B3872)/100)*IF('DBH-Upgrade'!$K$6='DBH-Upgrade'!$K$8,$BZ3886,($BE3872/(($F3872-18)/100))))+((($B3872-18)/100)*$CA3886))*$CE3886,0)))","v":0},{"$f":"IF($B3872>$F3872,0,IF($C3872>$G3872,0,ROUND((((($F3872-$B3872)/100)*IF('DBH-Upgrade'!$K$6='DBH-Upgrade'!$K$8,$BZ3886,($BE3872/(($F3872-18)/100))))+((($B3872-18)/100)*$CA3886))*$CD3886,0)))","v":0},{"$f":"IF($B3872>$F3872,0,IF($C3872>$G3872,0,ROUND(((($F3872-$B3872)/100)*IF('DBH-Upgrade'!$K$6='DBH-Upgrade'!$K$8,$BZ3886,($BE3872/(($F3872-18)/100))))+((($B3872-18)/100)*$CA3886),0)))","v":0},1.5,1.08,1.08,1.08,739,{"$f":"IF($B3872>$F3872,0,IF($C3872>$G3872,0,ROUND(((($F3872-$B3872)/100)*(IF('DBH-Upgrade'!$K$6='DBH-Upgrade'!$K$8,$BZ3886,($BE3872/(($F3872-18)/100))))*$CH3886)+((($B3872-18)/100)*$CA3886*$CE3886*$CG3886),0)))","v":0},{"$f":"IF($B3872>$F3872,0,IF($C3872>$G3872,0,ROUND(((($F3872-$B3872)/100)*(IF('DBH-Upgrade'!$K$6='DBH-Upgrade'!$K$8,$BZ3886,($BE3872/(($F3872-18)/100))))*$CH3886)+((($B3872-18)/100)*$CA3886*$CD3886*$CG3886),0)))","v":0},{"$f":"IF($B3872>$F3872,0,IF($C3872>$G3872,0,ROUND(((($F3872-$B3872)/100)*(IF('DBH-Upgrade'!$K$6='DBH-Upgrade'!$K$8,$BZ3886,($BE3872/(($F3872-18)/100))))*$CH3886)+((($B3872-18)/100)*$CA3886*$CG3886),0)))","v":0},64,0,0,0,1.9563990759703984E-2,0,0,0,3.969E-4,1.7345999999999999,2,3.6734700000000002E-4,{"$f":"IF($B3872>$F3872,0,IF($C3872>$G3872,0,ROUND((((($F3872-$B3872)/100)*IF('DBH-Upgrade'!$K$6='DBH-Upgrade'!$K$8,$CC3886,($BF3872/(($F3872-18)/100))))+((($B3872-18)/100)*$CB3886))*IF($E3872>50,IF($G3872=11,(1-(($E3872-50)*0.005)),IF($G3872=16,(1-(($E3872-50)*0.005)),IF($G3872=21,(1-(($E3872-50)*0.005)),1))),1)*$CE3886,0)))","v":0},{"$f":"IF($B3872>$F3872,0,IF($C3872>$G3872,0,ROUND((((($F3872-$B3872)/100)*IF('DBH-Upgrade'!$K$6='DBH-Upgrade'!$K$8,$CC3886,($BF3872/(($F3872-18)/100))))+((($B3872-18)/100)*$CB3886))*IF($E3872>50,IF($G3872=11,(1-(($E3872-50)*0.005)),IF($G3872=16,(1-(($E3872-50)*0.005)),IF($G3872=21,(1-(($E3872-50)*0.005)),1))),1)*$CD3886,0)))","v":0},{"$f":"IF($B3872>$F3872,0,IF($C3872>$G3872,0,ROUND((((($F3872-$B3872)/100)*IF('DBH-Upgrade'!$K$6='DBH-Upgrade'!$K$8,$CC3886,($BF3872/(($F3872-18)/100))))+((($B3872-18)/100)*$CB3886))*IF($E3872>50,IF($G3872=11,(1-(($E3872-50)*0.005)),IF($G3872=16,(1-(($E3872-50)*0.005)),IF($G3872=21,(1-(($E3872-50)*0.005)),1))),1),0)))","v":0},0.98,0.98,0.98,0,0,0,0,0,0,0,0,0,0.4,"DBH-unit is too long!","DBH-unit is too long!","DBH-unit is too long!",null,{"$f":"$BE1242","v":821},null,0.9,null,null,0,"DBH-unit is too long!","DBH-unit is too long!","DBH-unit is too long!",null,1,1,1,0,0,0,null,0,0,0,1,2298,4062,502,78,0.75,0.68,null,1,1,0.99999999999999978,0.99999999999999978,null,0]
["390601115",{"$f":"'DBH-Upgrade'!$K$8-$CL3873","v":70},15,3,90,60,11,11.5,0,26,30,41.1,717.40000000000009,{"$f":"IF($B3873>$F3873,0,IF($C3873>$G3873,0,ROUND((((($F3873-$B3873)/100)*IF('DBH-Upgrade'!$K$6='DBH-Upgrade'!$K$8,$BZ3887,($BE3873/(($F3873-18)/100))))+((($B3873-18)/100)*$CA3887))*$CE3887,0)))","v":0},{"$f":"IF($B3873>$F3873,0,IF($C3873>$G3873,0,ROUND((((($F3873-$B3873)/100)*IF('DBH-Upgrade'!$K$6='DBH-Upgrade'!$K$8,$BZ3887,($BE3873/(($F3873-18)/100))))+((($B3873-18)/100)*$CA3887))*$CD3887,0)))","v":0},{"$f":"IF($B3873>$F3873,0,IF($C3873>$G3873,0,ROUND(((($F3873-$B3873)/100)*IF('DBH-Upgrade'!$K$6='DBH-Upgrade'!$K$8,$BZ3887,($BE3873/(($F3873-18)/100))))+((($B3873-18)/100)*$CA3887),0)))","v":0},1.5,1.1000000000000001,1.1000000000000001,1.1000000000000001,717,{"$f":"IF($B3873>$F3873,0,IF($C3873>$G3873,0,ROUND(((($F3873-$B3873)/100)*(IF('DBH-Upgrade'!$K$6='DBH-Upgrade'!$K$8,$BZ3887,($BE3873/(($F3873-18)/100))))*$CH3887)+((($B3873-18)/100)*$CA3887*$CE3887*$CG3887),0)))","v":0},{"$f":"IF($B3873>$F3873,0,IF($C3873>$G3873,0,ROUND(((($F3873-$B3873)/100)*(IF('DBH-Upgrade'!$K$6='DBH-Upgrade'!$K$8,$BZ3887,($BE3873/(($F3873-18)/100))))*$CH3887)+((($B3873-18)/100)*$CA3887*$CD3887*$CG3887),0)))","v":0},{"$f":"IF($B3873>$F3873,0,IF($C3873>$G3873,0,ROUND(((($F3873-$B3873)/100)*(IF('DBH-Upgrade'!$K$6='DBH-Upgrade'!$K$8,$BZ3887,($BE3873/(($F3873-18)/100))))*$CH3887)+((($B3873-18)/100)*$CA3887*$CG3887),0)))","v":0},62,0,0,0,3.0754533798894892E-2,0,0,0,3.969E-4,1.7345999999999999,4,5.7428799999999995E-4,{"$f":"IF($B3873>$F3873,0,IF($C3873>$G3873,0,ROUND((((($F3873-$B3873)/100)*IF('DBH-Upgrade'!$K$6='DBH-Upgrade'!$K$8,$CC3887,($BF3873/(($F3873-18)/100))))+((($B3873-18)/100)*$CB3887))*IF($E3873>50,IF($G3873=11,(1-(($E3873-50)*0.005)),IF($G3873=16,(1-(($E3873-50)*0.005)),IF($G3873=21,(1-(($E3873-50)*0.005)),1))),1)*$CE3887,0)))","v":0},{"$f":"IF($B3873>$F3873,0,IF($C3873>$G3873,0,ROUND((((($F3873-$B3873)/100)*IF('DBH-Upgrade'!$K$6='DBH-Upgrade'!$K$8,$CC3887,($BF3873/(($F3873-18)/100))))+((($B3873-18)/100)*$CB3887))*IF($E3873>50,IF($G3873=11,(1-(($E3873-50)*0.005)),IF($G3873=16,(1-(($E3873-50)*0.005)),IF($G3873=21,(1-(($E3873-50)*0.005)),1))),1)*$CD3887,0)))","v":0},{"$f":"IF($B3873>$F3873,0,IF($C3873>$G3873,0,ROUND((((($F3873-$B3873)/100)*IF('DBH-Upgrade'!$K$6='DBH-Upgrade'!$K$8,$CC3887,($BF3873/(($F3873-18)/100))))+((($B3873-18)/100)*$CB3887))*IF($E3873>50,IF($G3873=11,(1-(($E3873-50)*0.005)),IF($G3873=16,(1-(($E3873-50)*0.005)),IF($G3873=21,(1-(($E3873-50)*0.005)),1))),1),0)))","v":0},0.95,0.95,0.95,0,0,0,0,0,0,0,0,0,0.8,"DBH-unit is too long!","DBH-unit is too long!","DBH-unit is too long!",null,1055,null,0.68,null,null,0,"DBH-unit is too long!","DBH-unit is too long!","DBH-unit is too long!",null,1,1,1,0,0,0,null,0,0,0,1,2489,6098,791,92,0.68190449384530405,0.65796861393376183,null,1,1,0.99999999999999978,0.99999999999999978,null,0]
["390601515",{"$f":"'DBH-Upgrade'!$K$8-$CL3874","v":70},15,3,90,60,15,16.5,0,26,30,41.1,1017.6,{"$f":"IF($B3874>$F3874,0,IF($C3874>$G3874,0,ROUND((((($F3874-$B3874)/100)*IF('DBH-Upgrade'!$K$6='DBH-Upgrade'!$K$8,$BZ3888,($BE3874/(($F3874-18)/100))))+((($B3874-18)/100)*$CA3888))*$CE3888,0)))","v":0},{"$f":"IF($B3874>$F3874,0,IF($C3874>$G3874,0,ROUND((((($F3874-$B3874)/100)*IF('DBH-Upgrade'!$K$6='DBH-Upgrade'!$K$8,$BZ3888,($BE3874/(($F3874-18)/100))))+((($B3874-18)/100)*$CA3888))*$CD3888,0)))","v":0},{"$f":"IF($B3874>$F3874,0,IF($C3874>$G3874,0,ROUND(((($F3874-$B3874)/100)*IF('DBH-Upgrade'!$K$6='DBH-Upgrade'!$K$8,$BZ3888,($BE3874/(($F3874-18)/100))))+((($B3874-18)/100)*$CA3888),0)))","v":0},1.5,1.08,1.08,1.08,1018,{"$f":"IF($B3874>$F3874,0,IF($C3874>$G3874,0,ROUND(((($F3874-$B3874)/100)*(IF('DBH-Upgrade'!$K$6='DBH-Upgrade'!$K$8,$BZ3888,($BE3874/(($F3874-18)/100))))*$CH3888)+((($B3874-18)/100)*$CA3888*$CE3888*$CG3888),0)))","v":0},{"$f":"IF($B3874>$F3874,0,IF($C3874>$G3874,0,ROUND(((($F3874-$B3874)/100)*(IF('DBH-Upgrade'!$K$6='DBH-Upgrade'!$K$8,$BZ3888,($BE3874/(($F3874-18)/100))))*$CH3888)+((($B3874-18)/100)*$CA3888*$CD3888*$CG3888),0)))","v":0},{"$f":"IF($B3874>$F3874,0,IF($C3874>$G3874,0,ROUND(((($F3874-$B3874)/100)*(IF('DBH-Upgrade'!$K$6='DBH-Upgrade'!$K$8,$BZ3888,($BE3874/(($F3874-18)/100))))*$CH3888)+((($B3874-18)/100)*$CA3888*$CG3888),0)))","v":0},88,0,0,0,3.9238605418779701E-2,0,0,0,2.0829999999999999E-4,1.724,2,4.6182900000000003E-4,{"$f":"IF($B3874>$F3874,0,IF($C3874>$G3874,0,ROUND((((($F3874-$B3874)/100)*IF('DBH-Upgrade'!$K$6='DBH-Upgrade'!$K$8,$CC3888,($BF3874/(($F3874-18)/100))))+((($B3874-18)/100)*$CB3888))*IF($E3874>50,IF($G3874=11,(1-(($E3874-50)*0.005)),IF($G3874=16,(1-(($E3874-50)*0.005)),IF($G3874=21,(1-(($E3874-50)*0.005)),1))),1)*$CE3888,0)))","v":0},{"$f":"IF($B3874>$F3874,0,IF($C3874>$G3874,0,ROUND((((($F3874-$B3874)/100)*IF('DBH-Upgrade'!$K$6='DBH-Upgrade'!$K$8,$CC3888,($BF3874/(($F3874-18)/100))))+((($B3874-18)/100)*$CB3888))*IF($E3874>50,IF($G3874=11,(1-(($E3874-50)*0.005)),IF($G3874=16,(1-(($E3874-50)*0.005)),IF($G3874=21,(1-(($E3874-50)*0.005)),1))),1)*$CD3888,0)))","v":0},{"$f":"IF($B3874>$F3874,0,IF($C3874>$G3874,0,ROUND((((($F3874-$B3874)/100)*IF('DBH-Upgrade'!$K$6='DBH-Upgrade'!$K$8,$CC3888,($BF3874/(($F3874-18)/100))))+((($B3874-18)/100)*$CB3888))*IF($E3874>50,IF($G3874=11,(1-(($E3874-50)*0.005)),IF($G3874=16,(1-(($E3874-50)*0.005)),IF($G3874=21,(1-(($E3874-50)*0.005)),1))),1),0)))","v":0},1.01,1.01,1.01,0,0,0,0,0,0,0,0,0,0.6,"DBH-unit is too long!","DBH-unit is too long!","DBH-unit is too long!",null,1272,null,0.8,null,null,0,"DBH-unit is too long!","DBH-unit is too long!","DBH-unit is too long!",null,1,1,1,0,0,0,null,0,0,0,1,{"$error":"#VALUE!"},0,0,{"$error":"#VALUE!"},0.75077946095441817,0.68,null,1,1,0.99999999999999978,0.99999999999999978,null,0]
["390601615",{"$f":"'DBH-Upgrade'!$K$8-$CL3875","v":70},15,3,90,60,16,16.5,0,26,30,41.1,1059.44,{"$f":"IF($B3875>$F3875,0,IF($C3875>$G3875,0,ROUND((((($F3875-$B3875)/100)*IF('DBH-Upgrade'!$K$6='DBH-Upgrade'!$K$8,$BZ3889,($BE3875/(($F3875-18)/100))))+((($B3875-18)/100)*$CA3889))*$CE3889,0)))","v":0},{"$f":"IF($B3875>$F3875,0,IF($C3875>$G3875,0,ROUND((((($F3875-$B3875)/100)*IF('DBH-Upgrade'!$K$6='DBH-Upgrade'!$K$8,$BZ3889,($BE3875/(($F3875-18)/100))))+((($B3875-18)/100)*$CA3889))*$CD3889,0)))","v":0},{"$f":"IF($B3875>$F3875,0,IF($C3875>$G3875,0,ROUND(((($F3875-$B3875)/100)*IF('DBH-Upgrade'!$K$6='DBH-Upgrade'!$K$8,$BZ3889,($BE3875/(($F3875-18)/100))))+((($B3875-18)/100)*$CA3889),0)))","v":0},1.5,1.1000000000000001,1.1000000000000001,1.1000000000000001,1059,{"$f":"IF($B3875>$F3875,0,IF($C3875>$G3875,0,ROUND(((($F3875-$B3875)/100)*(IF('DBH-Upgrade'!$K$6='DBH-Upgrade'!$K$8,$BZ3889,($BE3875/(($F3875-18)/100))))*$CH3889)+((($B3875-18)/100)*$CA3889*$CE3889*$CG3889),0)))","v":0},{"$f":"IF($B3875>$F3875,0,IF($C3875>$G3875,0,ROUND(((($F3875-$B3875)/100)*(IF('DBH-Upgrade'!$K$6='DBH-Upgrade'!$K$8,$BZ3889,($BE3875/(($F3875-18)/100))))*$CH3889)+((($B3875-18)/100)*$CA3889*$CD3889*$CG3889),0)))","v":0},{"$f":"IF($B3875>$F3875,0,IF($C3875>$G3875,0,ROUND(((($F3875-$B3875)/100)*(IF('DBH-Upgrade'!$K$6='DBH-Upgrade'!$K$8,$BZ3889,($BE3875/(($F3875-18)/100))))*$CH3889)+((($B3875-18)/100)*$CA3889*$CG3889),0)))","v":0},91,0,0,0,0.12190894149935365,0,0,0,2.0829999999999999E-4,1.724,4,1.392796E-3,{"$f":"IF($B3875>$F3875,0,IF($C3875>$G3875,0,ROUND((((($F3875-$B3875)/100)*IF('DBH-Upgrade'!$K$6='DBH-Upgrade'!$K$8,$CC3889,($BF3875/(($F3875-18)/100))))+((($B3875-18)/100)*$CB3889))*IF($E3875>50,IF($G3875=11,(1-(($E3875-50)*0.005)),IF($G3875=16,(1-(($E3875-50)*0.005)),IF($G3875=21,(1-(($E3875-50)*0.005)),1))),1)*$CE3889,0)))","v":0},{"$f":"IF($B3875>$F3875,0,IF($C3875>$G3875,0,ROUND((((($F3875-$B3875)/100)*IF('DBH-Upgrade'!$K$6='DBH-Upgrade'!$K$8,$CC3889,($BF3875/(($F3875-18)/100))))+((($B3875-18)/100)*$CB3889))*IF($E3875>50,IF($G3875=11,(1-(($E3875-50)*0.005)),IF($G3875=16,(1-(($E3875-50)*0.005)),IF($G3875=21,(1-(($E3875-50)*0.005)),1))),1)*$CD3889,0)))","v":0},{"$f":"IF($B3875>$F3875,0,IF($C3875>$G3875,0,ROUND((((($F3875-$B3875)/100)*IF('DBH-Upgrade'!$K$6='DBH-Upgrade'!$K$8,$CC3889,($BF3875/(($F3875-18)/100))))+((($B3875-18)/100)*$CB3889))*IF($E3875>50,IF($G3875=11,(1-(($E3875-50)*0.005)),IF($G3875=16,(1-(($E3875-50)*0.005)),IF($G3875=21,(1-(($E3875-50)*0.005)),1))),1),0)))","v":0},0.95,0.95,0.95,0,0,0,0,0,0,0,0,0,1.2,"DBH-unit is too long!","DBH-unit is too long!","DBH-unit is too long!",null,1558,null,0.68,null,null,0,"DBH-unit is too long!","DBH-unit is too long!","DBH-unit is too long!",null,1,1,1,0,0,0,null,0,0,0,1,{"$error":"#VALUE!"},0,0,{"$error":"#VALUE!"},0.75077946095441817,0.68,null,1,1,0.99999999999999978,0.99999999999999978,null,0]
["390602015",{"$f":"'DBH-Upgrade'!$K$8-$CL3876","v":70},15,3,90,60,20,21.5,0,26,30,41.1,1419.2,{"$f":"IF($B3876>$F3876,0,IF($C3876>$G3876,0,ROUND((((($F3876-$B3876)/100)*IF('DBH-Upgrade'!$K$6='DBH-Upgrade'!$K$8,$BZ3890,($BE3876/(($F3876-18)/100))))+((($B3876-18)/100)*$CA3890))*$CE3890,0)))","v":0},{"$f":"IF($B3876>$F3876,0,IF($C3876>$G3876,0,ROUND((((($F3876-$B3876)/100)*IF('DBH-Upgrade'!$K$6='DBH-Upgrade'!$K$8,$BZ3890,($BE3876/(($F3876-18)/100))))+((($B3876-18)/100)*$CA3890))*$CD3890,0)))","v":0},{"$f":"IF($B3876>$F3876,0,IF($C3876>$G3876,0,ROUND(((($F3876-$B3876)/100)*IF('DBH-Upgrade'!$K$6='DBH-Upgrade'!$K$8,$BZ3890,($BE3876/(($F3876-18)/100))))+((($B3876-18)/100)*$CA3890),0)))","v":0},1.5,1.08,1.08,1.08,1419,{"$f":"IF($B3876>$F3876,0,IF($C3876>$G3876,0,ROUND(((($F3876-$B3876)/100)*(IF('DBH-Upgrade'!$K$6='DBH-Upgrade'!$K$8,$BZ3890,($BE3876/(($F3876-18)/100))))*$CH3890)+((($B3876-18)/100)*$CA3890*$CE3890*$CG3890),0)))","v":0},{"$f":"IF($B3876>$F3876,0,IF($C3876>$G3876,0,ROUND(((($F3876-$B3876)/100)*(IF('DBH-Upgrade'!$K$6='DBH-Upgrade'!$K$8,$BZ3890,($BE3876/(($F3876-18)/100))))*$CH3890)+((($B3876-18)/100)*$CA3890*$CD3890*$CG3890),0)))","v":0},{"$f":"IF($B3876>$F3876,0,IF($C3876>$G3876,0,ROUND(((($F3876-$B3876)/100)*(IF('DBH-Upgrade'!$K$6='DBH-Upgrade'!$K$8,$BZ3890,($BE3876/(($F3876-18)/100))))*$CH3890)+((($B3876-18)/100)*$CA3890*$CG3890),0)))","v":0},122,0,0,0,5.9396148128284948E-2,0,0,0,1.2760000000000001E-4,1.7219,2,3.76611E-4,{"$f":"IF($B3876>$F3876,0,IF($C3876>$G3876,0,ROUND((((($F3876-$B3876)/100)*IF('DBH-Upgrade'!$K$6='DBH-Upgrade'!$K$8,$CC3890,($BF3876/(($F3876-18)/100))))+((($B3876-18)/100)*$CB3890))*IF($E3876>50,IF($G3876=11,(1-(($E3876-50)*0.005)),IF($G3876=16,(1-(($E3876-50)*0.005)),IF($G3876=21,(1-(($E3876-50)*0.005)),1))),1)*$CE3890,0)))","v":0},{"$f":"IF($B3876>$F3876,0,IF($C3876>$G3876,0,ROUND((((($F3876-$B3876)/100)*IF('DBH-Upgrade'!$K$6='DBH-Upgrade'!$K$8,$CC3890,($BF3876/(($F3876-18)/100))))+((($B3876-18)/100)*$CB3890))*IF($E3876>50,IF($G3876=11,(1-(($E3876-50)*0.005)),IF($G3876=16,(1-(($E3876-50)*0.005)),IF($G3876=21,(1-(($E3876-50)*0.005)),1))),1)*$CD3890,0)))","v":0},{"$f":"IF($B3876>$F3876,0,IF($C3876>$G3876,0,ROUND((((($F3876-$B3876)/100)*IF('DBH-Upgrade'!$K$6='DBH-Upgrade'!$K$8,$CC3890,($BF3876/(($F3876-18)/100))))+((($B3876-18)/100)*$CB3890))*IF($E3876>50,IF($G3876=11,(1-(($E3876-50)*0.005)),IF($G3876=16,(1-(($E3876-50)*0.005)),IF($G3876=21,(1-(($E3876-50)*0.005)),1))),1),0)))","v":0},0.95,0.95,0.95,0,0,0,0,0,0,0,0,0,0.8,"DBH-unit is too long!","DBH-unit is too long!","DBH-unit is too long!",null,1774,null,0.8,null,null,0,"DBH-unit is too long!","DBH-unit is too long!","DBH-unit is too long!",null,1,1,1,0,0,0,null,0,0,0,1,1615,3238,442,63,0.67294243770541662,0.6582099452827469,null,1,1,0.99999999999999978,0.99999999999999978,null,0]
["390602115",{"$f":"'DBH-Upgrade'!$K$8-$CL3877","v":70},15,3,90,60,21,21.5,0,26,30,41.1,1809.6000000000001,{"$f":"IF($B3877>$F3877,0,IF($C3877>$G3877,0,ROUND((((($F3877-$B3877)/100)*IF('DBH-Upgrade'!$K$6='DBH-Upgrade'!$K$8,$BZ3891,($BE3877/(($F3877-18)/100))))+((($B3877-18)/100)*$CA3891))*$CE3891,0)))","v":0},{"$f":"IF($B3877>$F3877,0,IF($C3877>$G3877,0,ROUND((((($F3877-$B3877)/100)*IF('DBH-Upgrade'!$K$6='DBH-Upgrade'!$K$8,$BZ3891,($BE3877/(($F3877-18)/100))))+((($B3877-18)/100)*$CA3891))*$CD3891,0)))","v":0},{"$f":"IF($B3877>$F3877,0,IF($C3877>$G3877,0,ROUND(((($F3877-$B3877)/100)*IF('DBH-Upgrade'!$K$6='DBH-Upgrade'!$K$8,$BZ3891,($BE3877/(($F3877-18)/100))))+((($B3877-18)/100)*$CA3891),0)))","v":0},1.5,1.05,1.05,1.05,1810,{"$f":"IF($B3877>$F3877,0,IF($C3877>$G3877,0,ROUND(((($F3877-$B3877)/100)*(IF('DBH-Upgrade'!$K$6='DBH-Upgrade'!$K$8,$BZ3891,($BE3877/(($F3877-18)/100))))*$CH3891)+((($B3877-18)/100)*$CA3891*$CE3891*$CG3891),0)))","v":0},{"$f":"IF($B3877>$F3877,0,IF($C3877>$G3877,0,ROUND(((($F3877-$B3877)/100)*(IF('DBH-Upgrade'!$K$6='DBH-Upgrade'!$K$8,$BZ3891,($BE3877/(($F3877-18)/100))))*$CH3891)+((($B3877-18)/100)*$CA3891*$CD3891*$CG3891),0)))","v":0},{"$f":"IF($B3877>$F3877,0,IF($C3877>$G3877,0,ROUND(((($F3877-$B3877)/100)*(IF('DBH-Upgrade'!$K$6='DBH-Upgrade'!$K$8,$BZ3891,($BE3877/(($F3877-18)/100))))*$CH3891)+((($B3877-18)/100)*$CA3891*$CG3891),0)))","v":0},156,0,0,0,0.13626157217840923,0,0,0,1.2760000000000001E-4,1.7219,4,5.1420100000000005E-4,{"$f":"IF($B3877>$F3877,0,IF($C3877>$G3877,0,ROUND((((($F3877-$B3877)/100)*IF('DBH-Upgrade'!$K$6='DBH-Upgrade'!$K$8,$CC3891,($BF3877/(($F3877-18)/100))))+((($B3877-18)/100)*$CB3891))*IF($E3877>50,IF($G3877=11,(1-(($E3877-50)*0.005)),IF($G3877=16,(1-(($E3877-50)*0.005)),IF($G3877=21,(1-(($E3877-50)*0.005)),1))),1)*$CE3891,0)))","v":0},{"$f":"IF($B3877>$F3877,0,IF($C3877>$G3877,0,ROUND((((($F3877-$B3877)/100)*IF('DBH-Upgrade'!$K$6='DBH-Upgrade'!$K$8,$CC3891,($BF3877/(($F3877-18)/100))))+((($B3877-18)/100)*$CB3891))*IF($E3877>50,IF($G3877=11,(1-(($E3877-50)*0.005)),IF($G3877=16,(1-(($E3877-50)*0.005)),IF($G3877=21,(1-(($E3877-50)*0.005)),1))),1)*$CD3891,0)))","v":0},{"$f":"IF($B3877>$F3877,0,IF($C3877>$G3877,0,ROUND((((($F3877-$B3877)/100)*IF('DBH-Upgrade'!$K$6='DBH-Upgrade'!$K$8,$CC3891,($BF3877/(($F3877-18)/100))))+((($B3877-18)/100)*$CB3891))*IF($E3877>50,IF($G3877=11,(1-(($E3877-50)*0.005)),IF($G3877=16,(1-(($E3877-50)*0.005)),IF($G3877=21,(1-(($E3877-50)*0.005)),1))),1),0)))","v":0},0.85,0.85,0.85,0,0,0,0,0,0,0,0,0,1.6,"DBH-unit is too long!","DBH-unit is too long!","DBH-unit is too long!",null,2262,null,0.8,null,null,0,"DBH-unit is too long!","DBH-unit is too long!","DBH-unit is too long!",null,1,1,1,0,0,0,null,0,0,0,1,3238,4735,725,75,0.67294243770541662,0.6582099452827469,null,1,1,0.99999999999999978,0.99999999999999978,null,0]
["390701015",{"$f":"'DBH-Upgrade'!$K$8-$CL3878","v":70},15,3,90,70,10,11.5,0,26,30,41.1,862.2,{"$f":"IF($B3878>$F3878,0,IF($C3878>$G3878,0,ROUND((((($F3878-$B3878)/100)*IF('DBH-Upgrade'!$K$6='DBH-Upgrade'!$K$8,$BZ3892,($BE3878/(($F3878-18)/100))))+((($B3878-18)/100)*$CA3892))*$CE3892,0)))","v":0},{"$f":"IF($B3878>$F3878,0,IF($C3878>$G3878,0,ROUND((((($F3878-$B3878)/100)*IF('DBH-Upgrade'!$K$6='DBH-Upgrade'!$K$8,$BZ3892,($BE3878/(($F3878-18)/100))))+((($B3878-18)/100)*$CA3892))*$CD3892,0)))","v":0},{"$f":"IF($B3878>$F3878,0,IF($C3878>$G3878,0,ROUND(((($F3878-$B3878)/100)*IF('DBH-Upgrade'!$K$6='DBH-Upgrade'!$K$8,$BZ3892,($BE3878/(($F3878-18)/100))))+((($B3878-18)/100)*$CA3892),0)))","v":0},1.5,1.08,1.08,1.08,862,{"$f":"IF($B3878>$F3878,0,IF($C3878>$G3878,0,ROUND(((($F3878-$B3878)/100)*(IF('DBH-Upgrade'!$K$6='DBH-Upgrade'!$K$8,$BZ3892,($BE3878/(($F3878-18)/100))))*$CH3892)+((($B3878-18)/100)*$CA3892*$CE3892*$CG3892),0)))","v":0},{"$f":"IF($B3878>$F3878,0,IF($C3878>$G3878,0,ROUND(((($F3878-$B3878)/100)*(IF('DBH-Upgrade'!$K$6='DBH-Upgrade'!$K$8,$BZ3892,($BE3878/(($F3878-18)/100))))*$CH3892)+((($B3878-18)/100)*$CA3892*$CD3892*$CG3892),0)))","v":0},{"$f":"IF($B3878>$F3878,0,IF($C3878>$G3878,0,ROUND(((($F3878-$B3878)/100)*(IF('DBH-Upgrade'!$K$6='DBH-Upgrade'!$K$8,$BZ3892,($BE3878/(($F3878-18)/100))))*$CH3892)+((($B3878-18)/100)*$CA3892*$CG3892),0)))","v":0},74,0,0,0,2.7271158049938453E-2,0,0,0,3.969E-4,1.7345999999999999,2,3.6734700000000002E-4,{"$f":"IF($B3878>$F3878,0,IF($C3878>$G3878,0,ROUND((((($F3878-$B3878)/100)*IF('DBH-Upgrade'!$K$6='DBH-Upgrade'!$K$8,$CC3892,($BF3878/(($F3878-18)/100))))+((($B3878-18)/100)*$CB3892))*IF($E3878>50,IF($G3878=11,(1-(($E3878-50)*0.005)),IF($G3878=16,(1-(($E3878-50)*0.005)),IF($G3878=21,(1-(($E3878-50)*0.005)),1))),1)*$CE3892,0)))","v":0},{"$f":"IF($B3878>$F3878,0,IF($C3878>$G3878,0,ROUND((((($F3878-$B3878)/100)*IF('DBH-Upgrade'!$K$6='DBH-Upgrade'!$K$8,$CC3892,($BF3878/(($F3878-18)/100))))+((($B3878-18)/100)*$CB3892))*IF($E3878>50,IF($G3878=11,(1-(($E3878-50)*0.005)),IF($G3878=16,(1-(($E3878-50)*0.005)),IF($G3878=21,(1-(($E3878-50)*0.005)),1))),1)*$CD3892,0)))","v":0},{"$f":"IF($B3878>$F3878,0,IF($C3878>$G3878,0,ROUND((((($F3878-$B3878)/100)*IF('DBH-Upgrade'!$K$6='DBH-Upgrade'!$K$8,$CC3892,($BF3878/(($F3878-18)/100))))+((($B3878-18)/100)*$CB3892))*IF($E3878>50,IF($G3878=11,(1-(($E3878-50)*0.005)),IF($G3878=16,(1-(($E3878-50)*0.005)),IF($G3878=21,(1-(($E3878-50)*0.005)),1))),1),0)))","v":0},0.98,0.98,0.98,0,0,0,0,0,0,0,0,0,0.5,5.5,5.9,7.9,null,958,null,0.9,null,null,0,13.2,15.1,21.85,null,1,1,1,0,0,0,null,0,0,0,1,2298,4062,502,78,0.75077946095441817,0.68,null,1,1,0.99999999999999978,0.99999999999999978,null,0]
["390701115",{"$f":"'DBH-Upgrade'!$K$8-$CL3879","v":70},15,3,90,70,11,11.5,0,26,30,41.1,837.08,{"$f":"IF($B3879>$F3879,0,IF($C3879>$G3879,0,ROUND((((($F3879-$B3879)/100)*IF('DBH-Upgrade'!$K$6='DBH-Upgrade'!$K$8,$BZ3893,($BE3879/(($F3879-18)/100))))+((($B3879-18)/100)*$CA3893))*$CE3893,0)))","v":0},{"$f":"IF($B3879>$F3879,0,IF($C3879>$G3879,0,ROUND((((($F3879-$B3879)/100)*IF('DBH-Upgrade'!$K$6='DBH-Upgrade'!$K$8,$BZ3893,($BE3879/(($F3879-18)/100))))+((($B3879-18)/100)*$CA3893))*$CD3893,0)))","v":0},{"$f":"IF($B3879>$F3879,0,IF($C3879>$G3879,0,ROUND(((($F3879-$B3879)/100)*IF('DBH-Upgrade'!$K$6='DBH-Upgrade'!$K$8,$BZ3893,($BE3879/(($F3879-18)/100))))+((($B3879-18)/100)*$CA3893),0)))","v":0},1.5,1.1000000000000001,1.1000000000000001,1.1000000000000001,837,{"$f":"IF($B3879>$F3879,0,IF($C3879>$G3879,0,ROUND(((($F3879-$B3879)/100)*(IF('DBH-Upgrade'!$K$6='DBH-Upgrade'!$K$8,$BZ3893,($BE3879/(($F3879-18)/100))))*$CH3893)+((($B3879-18)/100)*$CA3893*$CE3893*$CG3893),0)))","v":0},{"$f":"IF($B3879>$F3879,0,IF($C3879>$G3879,0,ROUND(((($F3879-$B3879)/100)*(IF('DBH-Upgrade'!$K$6='DBH-Upgrade'!$K$8,$BZ3893,($BE3879/(($F3879-18)/100))))*$CH3893)+((($B3879-18)/100)*$CA3893*$CD3893*$CG3893),0)))","v":0},{"$f":"IF($B3879>$F3879,0,IF($C3879>$G3879,0,ROUND(((($F3879-$B3879)/100)*(IF('DBH-Upgrade'!$K$6='DBH-Upgrade'!$K$8,$BZ3893,($BE3879/(($F3879-18)/100))))*$CH3893)+((($B3879-18)/100)*$CA3893*$CG3893),0)))","v":0},72,0,0,0,4.3589216356913367E-2,0,0,0,3.969E-4,1.7345999999999999,4,5.7428799999999995E-4,{"$f":"IF($B3879>$F3879,0,IF($C3879>$G3879,0,ROUND((((($F3879-$B3879)/100)*IF('DBH-Upgrade'!$K$6='DBH-Upgrade'!$K$8,$CC3893,($BF3879/(($F3879-18)/100))))+((($B3879-18)/100)*$CB3893))*IF($E3879>50,IF($G3879=11,(1-(($E3879-50)*0.005)),IF($G3879=16,(1-(($E3879-50)*0.005)),IF($G3879=21,(1-(($E3879-50)*0.005)),1))),1)*$CE3893,0)))","v":0},{"$f":"IF($B3879>$F3879,0,IF($C3879>$G3879,0,ROUND((((($F3879-$B3879)/100)*IF('DBH-Upgrade'!$K$6='DBH-Upgrade'!$K$8,$CC3893,($BF3879/(($F3879-18)/100))))+((($B3879-18)/100)*$CB3893))*IF($E3879>50,IF($G3879=11,(1-(($E3879-50)*0.005)),IF($G3879=16,(1-(($E3879-50)*0.005)),IF($G3879=21,(1-(($E3879-50)*0.005)),1))),1)*$CD3893,0)))","v":0},{"$f":"IF($B3879>$F3879,0,IF($C3879>$G3879,0,ROUND((((($F3879-$B3879)/100)*IF('DBH-Upgrade'!$K$6='DBH-Upgrade'!$K$8,$CC3893,($BF3879/(($F3879-18)/100))))+((($B3879-18)/100)*$CB3893))*IF($E3879>50,IF($G3879=11,(1-(($E3879-50)*0.005)),IF($G3879=16,(1-(($E3879-50)*0.005)),IF($G3879=21,(1-(($E3879-50)*0.005)),1))),1),0)))","v":0},0.95,0.95,0.95,0,0,0,0,0,0,0,0,0,0.9,5.5,5.9,7.9,null,1231,null,0.68,null,null,0,13.2,15.1,21.85,null,1,1,1,0,0,0,null,0,0,0,1,2489,6098,791,92,0.67294243770541662,0.6582099452827469,null,1,1,0.99999999999999978,0.99999999999999978,null,0]
["390701515",{"$f":"'DBH-Upgrade'!$K$8-$CL3880","v":60},15,3,90,70,15,16.5,0,26,30,41.1,1187.2,{"$f":"IF($B3880>$F3880,0,IF($C3880>$G3880,0,ROUND((((($F3880-$B3880)/100)*IF('DBH-Upgrade'!$K$6='DBH-Upgrade'!$K$8,$BZ3894,($BE3880/(($F3880-18)/100))))+((($B3880-18)/100)*$CA3894))*$CE3894,0)))","v":1071},{"$f":"IF($B3880>$F3880,0,IF($C3880>$G3880,0,ROUND((((($F3880-$B3880)/100)*IF('DBH-Upgrade'!$K$6='DBH-Upgrade'!$K$8,$BZ3894,($BE3880/(($F3880-18)/100))))+((($B3880-18)/100)*$CA3894))*$CD3894,0)))","v":1150},{"$f":"IF($B3880>$F3880,0,IF($C3880>$G3880,0,ROUND(((($F3880-$B3880)/100)*IF('DBH-Upgrade'!$K$6='DBH-Upgrade'!$K$8,$BZ3894,($BE3880/(($F3880-18)/100))))+((($B3880-18)/100)*$CA3894),0)))","v":1521},1.5,1.08,1.08,1.08,1187,{"$f":"IF($B3880>$F3880,0,IF($C3880>$G3880,0,ROUND(((($F3880-$B3880)/100)*(IF('DBH-Upgrade'!$K$6='DBH-Upgrade'!$K$8,$BZ3894,($BE3880/(($F3880-18)/100))))*$CH3894)+((($B3880-18)/100)*$CA3894*$CE3894*$CG3894),0)))","v":1119},{"$f":"IF($B3880>$F3880,0,IF($C3880>$G3880,0,ROUND(((($F3880-$B3880)/100)*(IF('DBH-Upgrade'!$K$6='DBH-Upgrade'!$K$8,$BZ3894,($BE3880/(($F3880-18)/100))))*$CH3894)+((($B3880-18)/100)*$CA3894*$CD3894*$CG3894),0)))","v":1189},{"$f":"IF($B3880>$F3880,0,IF($C3880>$G3880,0,ROUND(((($F3880-$B3880)/100)*(IF('DBH-Upgrade'!$K$6='DBH-Upgrade'!$K$8,$BZ3894,($BE3880/(($F3880-18)/100))))*$CH3894)+((($B3880-18)/100)*$CA3894*$CG3894),0)))","v":1521},102,96,102,131,5.3677129903683632E-2,4.7646395960830382E-2,5.3677129903683632E-2,8.7813072353079863E-2,2.0829999999999999E-4,1.724,2,4.6182900000000003E-4,{"$f":"IF($B3880>$F3880,0,IF($C3880>$G3880,0,ROUND((((($F3880-$B3880)/100)*IF('DBH-Upgrade'!$K$6='DBH-Upgrade'!$K$8,$CC3894,($BF3880/(($F3880-18)/100))))+((($B3880-18)/100)*$CB3894))*IF($E3880>50,IF($G3880=11,(1-(($E3880-50)*0.005)),IF($G3880=16,(1-(($E3880-50)*0.005)),IF($G3880=21,(1-(($E3880-50)*0.005)),1))),1)*$CE3894,0)))","v":135},{"$f":"IF($B3880>$F3880,0,IF($C3880>$G3880,0,ROUND((((($F3880-$B3880)/100)*IF('DBH-Upgrade'!$K$6='DBH-Upgrade'!$K$8,$CC3894,($BF3880/(($F3880-18)/100))))+((($B3880-18)/100)*$CB3894))*IF($E3880>50,IF($G3880=11,(1-(($E3880-50)*0.005)),IF($G3880=16,(1-(($E3880-50)*0.005)),IF($G3880=21,(1-(($E3880-50)*0.005)),1))),1)*$CD3894,0)))","v":145},{"$f":"IF($B3880>$F3880,0,IF($C3880>$G3880,0,ROUND((((($F3880-$B3880)/100)*IF('DBH-Upgrade'!$K$6='DBH-Upgrade'!$K$8,$CC3894,($BF3880/(($F3880-18)/100))))+((($B3880-18)/100)*$CB3894))*IF($E3880>50,IF($G3880=11,(1-(($E3880-50)*0.005)),IF($G3880=16,(1-(($E3880-50)*0.005)),IF($G3880=21,(1-(($E3880-50)*0.005)),1))),1),0)))","v":192},1.01,1.01,1.01,131,140,186,56,60,80,1.6536967376733595E-2,1.8933016885219214E-2,3.3300497351837072E-2,0.7,5.5,5.9,7.9,null,1484,null,0.8,null,null,0,13.2,15.1,21.85,null,1,1,1,131,140,186,null,0,0,0,1,{"$error":"#VALUE!"},0,0,{"$error":"#VALUE!"},0.75077946095441817,0.68,null,1,1,0.99999999999999978,0.99999999999999978,null,10]
["390701615",{"$f":"'DBH-Upgrade'!$K$8-$CL3881","v":60},15,3,90,70,16,16.5,0,26,30,41.1,1235.5600000000002,{"$f":"IF($B3881>$F3881,0,IF($C3881>$G3881,0,ROUND((((($F3881-$B3881)/100)*IF('DBH-Upgrade'!$K$6='DBH-Upgrade'!$K$8,$BZ3895,($BE3881/(($F3881-18)/100))))+((($B3881-18)/100)*$CA3895))*$CE3895,0)))","v":1628},{"$f":"IF($B3881>$F3881,0,IF($C3881>$G3881,0,ROUND((((($F3881-$B3881)/100)*IF('DBH-Upgrade'!$K$6='DBH-Upgrade'!$K$8,$BZ3895,($BE3881/(($F3881-18)/100))))+((($B3881-18)/100)*$CA3895))*$CD3895,0)))","v":1747},{"$f":"IF($B3881>$F3881,0,IF($C3881>$G3881,0,ROUND(((($F3881-$B3881)/100)*IF('DBH-Upgrade'!$K$6='DBH-Upgrade'!$K$8,$BZ3895,($BE3881/(($F3881-18)/100))))+((($B3881-18)/100)*$CA3895),0)))","v":2313},1.5,1.1000000000000001,1.1000000000000001,1.1000000000000001,1236,{"$f":"IF($B3881>$F3881,0,IF($C3881>$G3881,0,ROUND(((($F3881-$B3881)/100)*(IF('DBH-Upgrade'!$K$6='DBH-Upgrade'!$K$8,$BZ3895,($BE3881/(($F3881-18)/100))))*$CH3895)+((($B3881-18)/100)*$CA3895*$CE3895*$CG3895),0)))","v":1724},{"$f":"IF($B3881>$F3881,0,IF($C3881>$G3881,0,ROUND(((($F3881-$B3881)/100)*(IF('DBH-Upgrade'!$K$6='DBH-Upgrade'!$K$8,$BZ3895,($BE3881/(($F3881-18)/100))))*$CH3895)+((($B3881-18)/100)*$CA3895*$CD3895*$CG3895),0)))","v":1826},{"$f":"IF($B3881>$F3881,0,IF($C3881>$G3881,0,ROUND(((($F3881-$B3881)/100)*(IF('DBH-Upgrade'!$K$6='DBH-Upgrade'!$K$8,$BZ3895,($BE3881/(($F3881-18)/100))))*$CH3895)+((($B3881-18)/100)*$CA3895*$CG3895),0)))","v":2313},106,148,157,199,0.16744709217197412,0.32401341958091157,0.36416330822999837,0.58224305620495909,2.0829999999999999E-4,1.724,4,1.392796E-3,{"$f":"IF($B3881>$F3881,0,IF($C3881>$G3881,0,ROUND((((($F3881-$B3881)/100)*IF('DBH-Upgrade'!$K$6='DBH-Upgrade'!$K$8,$CC3895,($BF3881/(($F3881-18)/100))))+((($B3881-18)/100)*$CB3895))*IF($E3881>50,IF($G3881=11,(1-(($E3881-50)*0.005)),IF($G3881=16,(1-(($E3881-50)*0.005)),IF($G3881=21,(1-(($E3881-50)*0.005)),1))),1)*$CE3895,0)))","v":176},{"$f":"IF($B3881>$F3881,0,IF($C3881>$G3881,0,ROUND((((($F3881-$B3881)/100)*IF('DBH-Upgrade'!$K$6='DBH-Upgrade'!$K$8,$CC3895,($BF3881/(($F3881-18)/100))))+((($B3881-18)/100)*$CB3895))*IF($E3881>50,IF($G3881=11,(1-(($E3881-50)*0.005)),IF($G3881=16,(1-(($E3881-50)*0.005)),IF($G3881=21,(1-(($E3881-50)*0.005)),1))),1)*$CD3895,0)))","v":189},{"$f":"IF($B3881>$F3881,0,IF($C3881>$G3881,0,ROUND((((($F3881-$B3881)/100)*IF('DBH-Upgrade'!$K$6='DBH-Upgrade'!$K$8,$CC3895,($BF3881/(($F3881-18)/100))))+((($B3881-18)/100)*$CB3895))*IF($E3881>50,IF($G3881=11,(1-(($E3881-50)*0.005)),IF($G3881=16,(1-(($E3881-50)*0.005)),IF($G3881=21,(1-(($E3881-50)*0.005)),1))),1),0)))","v":250},0.95,0.95,0.95,214,230,305,92,99,131,0.12655966701202678,0.14629549640884207,0.25452474144255971,1.4,5.5,5.9,7.9,null,1817,null,0.68,null,null,0,13.2,15.1,21.85,null,1,1,1,214,230,305,null,0,0,0,1,{"$error":"#VALUE!"},0,0,{"$error":"#VALUE!"},0.75077946095441817,0.68,null,1,1,0.99999999999999978,0.99999999999999978,null,10]
["390702015",{"$f":"'DBH-Upgrade'!$K$8-$CL3882","v":60},15,3,90,70,20,21.5,0,26,30,41.1,1656,{"$f":"IF($B3882>$F3882,0,IF($C3882>$G3882,0,ROUND((((($F3882-$B3882)/100)*IF('DBH-Upgrade'!$K$6='DBH-Upgrade'!$K$8,$BZ3896,($BE3882/(($F3882-18)/100))))+((($B3882-18)/100)*$CA3896))*$CE3896,0)))","v":1510},{"$f":"IF($B3882>$F3882,0,IF($C3882>$G3882,0,ROUND((((($F3882-$B3882)/100)*IF('DBH-Upgrade'!$K$6='DBH-Upgrade'!$K$8,$BZ3896,($BE3882/(($F3882-18)/100))))+((($B3882-18)/100)*$CA3896))*$CD3896,0)))","v":1619},{"$f":"IF($B3882>$F3882,0,IF($C3882>$G3882,0,ROUND(((($F3882-$B3882)/100)*IF('DBH-Upgrade'!$K$6='DBH-Upgrade'!$K$8,$BZ3896,($BE3882/(($F3882-18)/100))))+((($B3882-18)/100)*$CA3896),0)))","v":1936},1.5,1.08,1.08,1.08,1656,{"$f":"IF($B3882>$F3882,0,IF($C3882>$G3882,0,ROUND(((($F3882-$B3882)/100)*(IF('DBH-Upgrade'!$K$6='DBH-Upgrade'!$K$8,$BZ3896,($BE3882/(($F3882-18)/100))))*$CH3896)+((($B3882-18)/100)*$CA3896*$CE3896*$CG3896),0)))","v":1560},{"$f":"IF($B3882>$F3882,0,IF($C3882>$G3882,0,ROUND(((($F3882-$B3882)/100)*(IF('DBH-Upgrade'!$K$6='DBH-Upgrade'!$K$8,$BZ3896,($BE3882/(($F3882-18)/100))))*$CH3896)+((($B3882-18)/100)*$CA3896*$CD3896*$CG3896),0)))","v":1657},{"$f":"IF($B3882>$F3882,0,IF($C3882>$G3882,0,ROUND(((($F3882-$B3882)/100)*(IF('DBH-Upgrade'!$K$6='DBH-Upgrade'!$K$8,$BZ3896,($BE3882/(($F3882-18)/100))))*$CH3896)+((($B3882-18)/100)*$CA3896*$CG3896),0)))","v":1936},142,134,143,166,8.1487585457934539E-2,7.2666826095490966E-2,8.2625366918017515E-2,0.11095002490928764,1.2760000000000001E-4,1.7219,2,3.76611E-4,{"$f":"IF($B3882>$F3882,0,IF($C3882>$G3882,0,ROUND((((($F3882-$B3882)/100)*IF('DBH-Upgrade'!$K$6='DBH-Upgrade'!$K$8,$CC3896,($BF3882/(($F3882-18)/100))))+((($B3882-18)/100)*$CB3896))*IF($E3882>50,IF($G3882=11,(1-(($E3882-50)*0.005)),IF($G3882=16,(1-(($E3882-50)*0.005)),IF($G3882=21,(1-(($E3882-50)*0.005)),1))),1)*$CE3896,0)))","v":171},{"$f":"IF($B3882>$F3882,0,IF($C3882>$G3882,0,ROUND((((($F3882-$B3882)/100)*IF('DBH-Upgrade'!$K$6='DBH-Upgrade'!$K$8,$CC3896,($BF3882/(($F3882-18)/100))))+((($B3882-18)/100)*$CB3896))*IF($E3882>50,IF($G3882=11,(1-(($E3882-50)*0.005)),IF($G3882=16,(1-(($E3882-50)*0.005)),IF($G3882=21,(1-(($E3882-50)*0.005)),1))),1)*$CD3896,0)))","v":183},{"$f":"IF($B3882>$F3882,0,IF($C3882>$G3882,0,ROUND((((($F3882-$B3882)/100)*IF('DBH-Upgrade'!$K$6='DBH-Upgrade'!$K$8,$CC3896,($BF3882/(($F3882-18)/100))))+((($B3882-18)/100)*$CB3896))*IF($E3882>50,IF($G3882=11,(1-(($E3882-50)*0.005)),IF($G3882=16,(1-(($E3882-50)*0.005)),IF($G3882=21,(1-(($E3882-50)*0.005)),1))),1),0)))","v":219},0.95,0.95,0.95,164,176,211,71,76,91,2.0747477444294889E-2,2.3726533652475935E-2,3.384780520566965E-2,0.9,5.5,5.9,7.9,null,2070,null,0.8,null,null,0,13.2,15.1,21.85,null,1,1,1,164,176,211,null,0,0,0,1,1615,3238,442,63,0.67294243770541662,0.6582099452827469,null,1,1,0.99999999999999978,0.99999999999999978,null,10]
["390702115",{"$f":"'DBH-Upgrade'!$K$8-$CL3883","v":60},15,3,90,70,21,21.5,0,26,30,41.1,2111.2000000000003,{"$f":"IF($B3883>$F3883,0,IF($C3883>$G3883,0,ROUND((((($F3883-$B3883)/100)*IF('DBH-Upgrade'!$K$6='DBH-Upgrade'!$K$8,$BZ3897,($BE3883/(($F3883-18)/100))))+((($B3883-18)/100)*$CA3897))*$CE3897,0)))","v":1978},{"$f":"IF($B3883>$F3883,0,IF($C3883>$G3883,0,ROUND((((($F3883-$B3883)/100)*IF('DBH-Upgrade'!$K$6='DBH-Upgrade'!$K$8,$BZ3897,($BE3883/(($F3883-18)/100))))+((($B3883-18)/100)*$CA3897))*$CD3897,0)))","v":2123},{"$f":"IF($B3883>$F3883,0,IF($C3883>$G3883,0,ROUND(((($F3883-$B3883)/100)*IF('DBH-Upgrade'!$K$6='DBH-Upgrade'!$K$8,$BZ3897,($BE3883/(($F3883-18)/100))))+((($B3883-18)/100)*$CA3897),0)))","v":2810},1.5,1.05,1.05,1.05,2111,{"$f":"IF($B3883>$F3883,0,IF($C3883>$G3883,0,ROUND(((($F3883-$B3883)/100)*(IF('DBH-Upgrade'!$K$6='DBH-Upgrade'!$K$8,$BZ3897,($BE3883/(($F3883-18)/100))))*$CH3897)+((($B3883-18)/100)*$CA3897*$CE3897*$CG3897),0)))","v":2052},{"$f":"IF($B3883>$F3883,0,IF($C3883>$G3883,0,ROUND(((($F3883-$B3883)/100)*(IF('DBH-Upgrade'!$K$6='DBH-Upgrade'!$K$8,$BZ3897,($BE3883/(($F3883-18)/100))))*$CH3897)+((($B3883-18)/100)*$CA3897*$CD3897*$CG3897),0)))","v":2184},{"$f":"IF($B3883>$F3883,0,IF($C3883>$G3883,0,ROUND(((($F3883-$B3883)/100)*(IF('DBH-Upgrade'!$K$6='DBH-Upgrade'!$K$8,$BZ3897,($BE3883/(($F3883-18)/100))))*$CH3897)+((($B3883-18)/100)*$CA3897*$CG3897),0)))","v":2810},182,176,188,242,0.18858594087677322,0.17654645452361445,0.20101752179690133,0.33050578585065171,1.2760000000000001E-4,1.7219,4,5.1420100000000005E-4,{"$f":"IF($B3883>$F3883,0,IF($C3883>$G3883,0,ROUND((((($F3883-$B3883)/100)*IF('DBH-Upgrade'!$K$6='DBH-Upgrade'!$K$8,$CC3897,($BF3883/(($F3883-18)/100))))+((($B3883-18)/100)*$CB3897))*IF($E3883>50,IF($G3883=11,(1-(($E3883-50)*0.005)),IF($G3883=16,(1-(($E3883-50)*0.005)),IF($G3883=21,(1-(($E3883-50)*0.005)),1))),1)*$CE3897,0)))","v":192},{"$f":"IF($B3883>$F3883,0,IF($C3883>$G3883,0,ROUND((((($F3883-$B3883)/100)*IF('DBH-Upgrade'!$K$6='DBH-Upgrade'!$K$8,$CC3897,($BF3883/(($F3883-18)/100))))+((($B3883-18)/100)*$CB3897))*IF($E3883>50,IF($G3883=11,(1-(($E3883-50)*0.005)),IF($G3883=16,(1-(($E3883-50)*0.005)),IF($G3883=21,(1-(($E3883-50)*0.005)),1))),1)*$CD3897,0)))","v":206},{"$f":"IF($B3883>$F3883,0,IF($C3883>$G3883,0,ROUND((((($F3883-$B3883)/100)*IF('DBH-Upgrade'!$K$6='DBH-Upgrade'!$K$8,$CC3897,($BF3883/(($F3883-18)/100))))+((($B3883-18)/100)*$CB3897))*IF($E3883>50,IF($G3883=11,(1-(($E3883-50)*0.005)),IF($G3883=16,(1-(($E3883-50)*0.005)),IF($G3883=21,(1-(($E3883-50)*0.005)),1))),1),0)))","v":273},0.85,0.85,0.85,234,251,332,101,108,143,5.9265113382544192E-2,6.7598812440726602E-2,0.11735087763183506,1.9,5.5,5.9,7.9,null,2639,null,0.8,null,null,0,13.2,15.1,21.85,null,{"$f":"IF(1/(1+((2258*((0.622/((101325/(1*611*EXP(17.27*((($AT$1+$AT$2)/2)/((($AT$1+$AT$2)/2)+237.3))))))-1)*1000-(0.622/((101325/($AV$1*611*EXP(17.27*($AT$3/($AT$3+237.3))))))-1)*1000))/(1005*((($AT$1+$AT$2)/2)-$AT$3))))>1,1,1/(1+((2258*((0.622/((101325/(1*611*EXP(17.27*((($AT$1+$AT$2)/2)/((($AT$1+$AT$2)/2)+237.3))))))-1)*1000-(0.622/((101325/($AV$1*611*EXP(17.27*($AT$3/($AT$3+237.3))))))-1)*1000))/(1005*((($AT$1+$AT$2)/2)-$AT$3)))))","v":1},1,1,234,251,332,null,0,0,0,1,3238,4735,725,75,0.67294243770541662,0.6582099452827469,null,1,1,0.99999999999999978,0.99999999999999978,null,10]
["390801015",{"$f":"'DBH-Upgrade'!$K$8-$CL3884","v":70},15,3,90,80,10,11.5,0,26,30,42.4,985.5,{"$f":"IF($B3884>$F3884,0,IF($C3884>$G3884,0,ROUND((((($F3884-$B3884)/100)*IF('DBH-Upgrade'!$K$6='DBH-Upgrade'!$K$8,$BZ3898,($BE3884/(($F3884-18)/100))))+((($B3884-18)/100)*$CA3898))*$CE3898,0)))","v":0},{"$f":"IF($B3884>$F3884,0,IF($C3884>$G3884,0,ROUND((((($F3884-$B3884)/100)*IF('DBH-Upgrade'!$K$6='DBH-Upgrade'!$K$8,$BZ3898,($BE3884/(($F3884-18)/100))))+((($B3884-18)/100)*$CA3898))*$CD3898,0)))","v":0},{"$f":"IF($B3884>$F3884,0,IF($C3884>$G3884,0,ROUND(((($F3884-$B3884)/100)*IF('DBH-Upgrade'!$K$6='DBH-Upgrade'!$K$8,$BZ3898,($BE3884/(($F3884-18)/100))))+((($B3884-18)/100)*$CA3898),0)))","v":0},1.5,1.08,1.08,1.08,986,{"$f":"IF($B3884>$F3884,0,IF($C3884>$G3884,0,ROUND(((($F3884-$B3884)/100)*(IF('DBH-Upgrade'!$K$6='DBH-Upgrade'!$K$8,$BZ3898,($BE3884/(($F3884-18)/100))))*$CH3898)+((($B3884-18)/100)*$CA3898*$CE3898*$CG3898),0)))","v":0},{"$f":"IF($B3884>$F3884,0,IF($C3884>$G3884,0,ROUND(((($F3884-$B3884)/100)*(IF('DBH-Upgrade'!$K$6='DBH-Upgrade'!$K$8,$BZ3898,($BE3884/(($F3884-18)/100))))*$CH3898)+((($B3884-18)/100)*$CA3898*$CD3898*$CG3898),0)))","v":0},{"$f":"IF($B3884>$F3884,0,IF($C3884>$G3884,0,ROUND(((($F3884-$B3884)/100)*(IF('DBH-Upgrade'!$K$6='DBH-Upgrade'!$K$8,$BZ3898,($BE3884/(($F3884-18)/100))))*$CH3898)+((($B3884-18)/100)*$CA3898*$CG3898),0)))","v":0},85,0,0,0,3.7349952729404522E-2,0,0,0,3.969E-4,1.7345999999999999,2,3.6734700000000002E-4,{"$f":"IF($B3884>$F3884,0,IF($C3884>$G3884,0,ROUND((((($F3884-$B3884)/100)*IF('DBH-Upgrade'!$K$6='DBH-Upgrade'!$K$8,$CC3898,($BF3884/(($F3884-18)/100))))+((($B3884-18)/100)*$CB3898))*IF($E3884>50,IF($G3884=11,(1-(($E3884-50)*0.005)),IF($G3884=16,(1-(($E3884-50)*0.005)),IF($G3884=21,(1-(($E3884-50)*0.005)),1))),1)*$CE3898,0)))","v":0},{"$f":"IF($B3884>$F3884,0,IF($C3884>$G3884,0,ROUND((((($F3884-$B3884)/100)*IF('DBH-Upgrade'!$K$6='DBH-Upgrade'!$K$8,$CC3898,($BF3884/(($F3884-18)/100))))+((($B3884-18)/100)*$CB3898))*IF($E3884>50,IF($G3884=11,(1-(($E3884-50)*0.005)),IF($G3884=16,(1-(($E3884-50)*0.005)),IF($G3884=21,(1-(($E3884-50)*0.005)),1))),1)*$CD3898,0)))","v":0},{"$f":"IF($B3884>$F3884,0,IF($C3884>$G3884,0,ROUND((((($F3884-$B3884)/100)*IF('DBH-Upgrade'!$K$6='DBH-Upgrade'!$K$8,$CC3898,($BF3884/(($F3884-18)/100))))+((($B3884-18)/100)*$CB3898))*IF($E3884>50,IF($G3884=11,(1-(($E3884-50)*0.005)),IF($G3884=16,(1-(($E3884-50)*0.005)),IF($G3884=21,(1-(($E3884-50)*0.005)),1))),1),0)))","v":0},0.98,0.98,0.98,0,0,0,0,0,0,0,0,0,0.5,5.5,5.9,7.9,null,1095,null,0.9,null,null,0,13.2,15.1,21.85,null,1,1,1,0,0,0,null,0,0,0,1,2298,4062,502,78,0.75077946095441817,0.68,null,1,1,0.99999999999999978,0.99999999999999978,null,0]
["390801115",{"$f":"'DBH-Upgrade'!$K$8-$CL3885","v":70},15,3,90,80,11,11.5,0,26,30,42.4,956.08,{"$f":"IF($B3885>$F3885,0,IF($C3885>$G3885,0,ROUND((((($F3885-$B3885)/100)*IF('DBH-Upgrade'!$K$6='DBH-Upgrade'!$K$8,$BZ3899,($BE3885/(($F3885-18)/100))))+((($B3885-18)/100)*$CA3899))*$CE3899,0)))","v":0},{"$f":"IF($B3885>$F3885,0,IF($C3885>$G3885,0,ROUND((((($F3885-$B3885)/100)*IF('DBH-Upgrade'!$K$6='DBH-Upgrade'!$K$8,$BZ3899,($BE3885/(($F3885-18)/100))))+((($B3885-18)/100)*$CA3899))*$CD3899,0)))","v":0},{"$f":"IF($B3885>$F3885,0,IF($C3885>$G3885,0,ROUND(((($F3885-$B3885)/100)*IF('DBH-Upgrade'!$K$6='DBH-Upgrade'!$K$8,$BZ3899,($BE3885/(($F3885-18)/100))))+((($B3885-18)/100)*$CA3899),0)))","v":0},1.5,1.1000000000000001,1.1000000000000001,1.1000000000000001,956,{"$f":"IF($B3885>$F3885,0,IF($C3885>$G3885,0,ROUND(((($F3885-$B3885)/100)*(IF('DBH-Upgrade'!$K$6='DBH-Upgrade'!$K$8,$BZ3899,($BE3885/(($F3885-18)/100))))*$CH3899)+((($B3885-18)/100)*$CA3899*$CE3899*$CG3899),0)))","v":0},{"$f":"IF($B3885>$F3885,0,IF($C3885>$G3885,0,ROUND(((($F3885-$B3885)/100)*(IF('DBH-Upgrade'!$K$6='DBH-Upgrade'!$K$8,$BZ3899,($BE3885/(($F3885-18)/100))))*$CH3899)+((($B3885-18)/100)*$CA3899*$CD3899*$CG3899),0)))","v":0},{"$f":"IF($B3885>$F3885,0,IF($C3885>$G3885,0,ROUND(((($F3885-$B3885)/100)*(IF('DBH-Upgrade'!$K$6='DBH-Upgrade'!$K$8,$BZ3899,($BE3885/(($F3885-18)/100))))*$CH3899)+((($B3885-18)/100)*$CA3899*$CG3899),0)))","v":0},82,0,0,0,5.9152286012497522E-2,0,0,0,3.969E-4,1.7345999999999999,4,5.7428799999999995E-4,{"$f":"IF($B3885>$F3885,0,IF($C3885>$G3885,0,ROUND((((($F3885-$B3885)/100)*IF('DBH-Upgrade'!$K$6='DBH-Upgrade'!$K$8,$CC3899,($BF3885/(($F3885-18)/100))))+((($B3885-18)/100)*$CB3899))*IF($E3885>50,IF($G3885=11,(1-(($E3885-50)*0.005)),IF($G3885=16,(1-(($E3885-50)*0.005)),IF($G3885=21,(1-(($E3885-50)*0.005)),1))),1)*$CE3899,0)))","v":0},{"$f":"IF($B3885>$F3885,0,IF($C3885>$G3885,0,ROUND((((($F3885-$B3885)/100)*IF('DBH-Upgrade'!$K$6='DBH-Upgrade'!$K$8,$CC3899,($BF3885/(($F3885-18)/100))))+((($B3885-18)/100)*$CB3899))*IF($E3885>50,IF($G3885=11,(1-(($E3885-50)*0.005)),IF($G3885=16,(1-(($E3885-50)*0.005)),IF($G3885=21,(1-(($E3885-50)*0.005)),1))),1)*$CD3899,0)))","v":0},{"$f":"IF($B3885>$F3885,0,IF($C3885>$G3885,0,ROUND((((($F3885-$B3885)/100)*IF('DBH-Upgrade'!$K$6='DBH-Upgrade'!$K$8,$CC3899,($BF3885/(($F3885-18)/100))))+((($B3885-18)/100)*$CB3899))*IF($E3885>50,IF($G3885=11,(1-(($E3885-50)*0.005)),IF($G3885=16,(1-(($E3885-50)*0.005)),IF($G3885=21,(1-(($E3885-50)*0.005)),1))),1),0)))","v":0},0.95,0.95,0.95,0,0,0,0,0,0,0,0,0,1.1000000000000001,5.5,5.9,7.9,null,1406,null,0.68,null,null,0,13.2,15.1,21.85,null,1,1,1,0,0,0,null,0,0,0,1,2489,6098,791,92,0.67294243770541662,0.6582099452827469,null,1,1,0.99999999999999978,0.99999999999999978,null,0]
["390801515",{"$f":"'DBH-Upgrade'!$K$8-$CL3886","v":70},15,3,90,80,15,16.5,0,26,30,42.4,1356.8000000000002,{"$f":"IF($B3886>$F3886,0,IF($C3886>$G3886,0,ROUND((((($F3886-$B3886)/100)*IF('DBH-Upgrade'!$K$6='DBH-Upgrade'!$K$8,$BZ3900,($BE3886/(($F3886-18)/100))))+((($B3886-18)/100)*$CA3900))*$CE3900,0)))","v":1283},{"$f":"IF($B3886>$F3886,0,IF($C3886>$G3886,0,ROUND((((($F3886-$B3886)/100)*IF('DBH-Upgrade'!$K$6='DBH-Upgrade'!$K$8,$BZ3900,($BE3886/(($F3886-18)/100))))+((($B3886-18)/100)*$CA3900))*$CD3900,0)))","v":1375},{"$f":"IF($B3886>$F3886,0,IF($C3886>$G3886,0,ROUND(((($F3886-$B3886)/100)*IF('DBH-Upgrade'!$K$6='DBH-Upgrade'!$K$8,$BZ3900,($BE3886/(($F3886-18)/100))))+((($B3886-18)/100)*$CA3900),0)))","v":1845},1.5,1.08,1.08,1.08,1357,{"$f":"IF($B3886>$F3886,0,IF($C3886>$G3886,0,ROUND(((($F3886-$B3886)/100)*(IF('DBH-Upgrade'!$K$6='DBH-Upgrade'!$K$8,$BZ3900,($BE3886/(($F3886-18)/100))))*$CH3900)+((($B3886-18)/100)*$CA3900*$CE3900*$CG3900),0)))","v":1332},{"$f":"IF($B3886>$F3886,0,IF($C3886>$G3886,0,ROUND(((($F3886-$B3886)/100)*(IF('DBH-Upgrade'!$K$6='DBH-Upgrade'!$K$8,$BZ3900,($BE3886/(($F3886-18)/100))))*$CH3900)+((($B3886-18)/100)*$CA3900*$CD3900*$CG3900),0)))","v":1416},{"$f":"IF($B3886>$F3886,0,IF($C3886>$G3886,0,ROUND(((($F3886-$B3886)/100)*(IF('DBH-Upgrade'!$K$6='DBH-Upgrade'!$K$8,$BZ3900,($BE3886/(($F3886-18)/100))))*$CH3900)+((($B3886-18)/100)*$CA3900*$CG3900),0)))","v":1845},117,115,122,159,7.1804591112950747E-2,6.9416104045646312E-2,7.7949895746402195E-2,0.13113302092153048,2.0829999999999999E-4,1.724,2,4.6182900000000003E-4,{"$f":"IF($B3886>$F3886,0,IF($C3886>$G3886,0,ROUND((((($F3886-$B3886)/100)*IF('DBH-Upgrade'!$K$6='DBH-Upgrade'!$K$8,$CC3900,($BF3886/(($F3886-18)/100))))+((($B3886-18)/100)*$CB3900))*IF($E3886>50,IF($G3886=11,(1-(($E3886-50)*0.005)),IF($G3886=16,(1-(($E3886-50)*0.005)),IF($G3886=21,(1-(($E3886-50)*0.005)),1))),1)*$CE3900,0)))","v":164},{"$f":"IF($B3886>$F3886,0,IF($C3886>$G3886,0,ROUND((((($F3886-$B3886)/100)*IF('DBH-Upgrade'!$K$6='DBH-Upgrade'!$K$8,$CC3900,($BF3886/(($F3886-18)/100))))+((($B3886-18)/100)*$CB3900))*IF($E3886>50,IF($G3886=11,(1-(($E3886-50)*0.005)),IF($G3886=16,(1-(($E3886-50)*0.005)),IF($G3886=21,(1-(($E3886-50)*0.005)),1))),1)*$CD3900,0)))","v":176},{"$f":"IF($B3886>$F3886,0,IF($C3886>$G3886,0,ROUND((((($F3886-$B3886)/100)*IF('DBH-Upgrade'!$K$6='DBH-Upgrade'!$K$8,$CC3900,($BF3886/(($F3886-18)/100))))+((($B3886-18)/100)*$CB3900))*IF($E3886>50,IF($G3886=11,(1-(($E3886-50)*0.005)),IF($G3886=16,(1-(($E3886-50)*0.005)),IF($G3886=21,(1-(($E3886-50)*0.005)),1))),1),0)))","v":236},1.01,1.01,1.01,160,171,230,69,74,99,2.5510933700933026E-2,2.9254960874191431E-2,5.1743136838009005E-2,0.8,5.5,5.9,7.9,null,1696,null,0.8,null,null,0,13.2,15.1,21.85,null,1,1,1,160,171,230,null,0,0,0,1,{"$error":"#VALUE!"},0,0,{"$error":"#VALUE!"},0.8452517014716241,0.78929861482598995,null,1,1,0.99999999999999978,0.99999999999999978,null,0]
["390801615",{"$f":"'DBH-Upgrade'!$K$8-$CL3887","v":70},15,3,90,80,16,16.5,0,26,30,42.4,1412.3600000000001,{"$f":"IF($B3887>$F3887,0,IF($C3887>$G3887,0,ROUND((((($F3887-$B3887)/100)*IF('DBH-Upgrade'!$K$6='DBH-Upgrade'!$K$8,$BZ3901,($BE3887/(($F3887-18)/100))))+((($B3887-18)/100)*$CA3901))*$CE3901,0)))","v":1936},{"$f":"IF($B3887>$F3887,0,IF($C3887>$G3887,0,ROUND((((($F3887-$B3887)/100)*IF('DBH-Upgrade'!$K$6='DBH-Upgrade'!$K$8,$BZ3901,($BE3887/(($F3887-18)/100))))+((($B3887-18)/100)*$CA3901))*$CD3901,0)))","v":2076},{"$f":"IF($B3887>$F3887,0,IF($C3887>$G3887,0,ROUND(((($F3887-$B3887)/100)*IF('DBH-Upgrade'!$K$6='DBH-Upgrade'!$K$8,$BZ3901,($BE3887/(($F3887-18)/100))))+((($B3887-18)/100)*$CA3901),0)))","v":2786},1.5,1.1000000000000001,1.1000000000000001,1.1000000000000001,1412,{"$f":"IF($B3887>$F3887,0,IF($C3887>$G3887,0,ROUND(((($F3887-$B3887)/100)*(IF('DBH-Upgrade'!$K$6='DBH-Upgrade'!$K$8,$BZ3901,($BE3887/(($F3887-18)/100))))*$CH3901)+((($B3887-18)/100)*$CA3901*$CE3901*$CG3901),0)))","v":2035},{"$f":"IF($B3887>$F3887,0,IF($C3887>$G3887,0,ROUND(((($F3887-$B3887)/100)*(IF('DBH-Upgrade'!$K$6='DBH-Upgrade'!$K$8,$BZ3901,($BE3887/(($F3887-18)/100))))*$CH3901)+((($B3887-18)/100)*$CA3901*$CD3901*$CG3901),0)))","v":2159},{"$f":"IF($B3887>$F3887,0,IF($C3887>$G3887,0,ROUND(((($F3887-$B3887)/100)*(IF('DBH-Upgrade'!$K$6='DBH-Upgrade'!$K$8,$BZ3901,($BE3887/(($F3887-18)/100))))*$CH3901)+((($B3887-18)/100)*$CA3901*$CG3901),0)))","v":2786},121,175,186,240,0.22071465965427722,0.45744743887251921,0.51601924720395553,0.85418269940814084,2.0829999999999999E-4,1.724,4,1.392796E-3,{"$f":"IF($B3887>$F3887,0,IF($C3887>$G3887,0,ROUND((((($F3887-$B3887)/100)*IF('DBH-Upgrade'!$K$6='DBH-Upgrade'!$K$8,$CC3901,($BF3887/(($F3887-18)/100))))+((($B3887-18)/100)*$CB3901))*IF($E3887>50,IF($G3887=11,(1-(($E3887-50)*0.005)),IF($G3887=16,(1-(($E3887-50)*0.005)),IF($G3887=21,(1-(($E3887-50)*0.005)),1))),1)*$CE3901,0)))","v":214},{"$f":"IF($B3887>$F3887,0,IF($C3887>$G3887,0,ROUND((((($F3887-$B3887)/100)*IF('DBH-Upgrade'!$K$6='DBH-Upgrade'!$K$8,$CC3901,($BF3887/(($F3887-18)/100))))+((($B3887-18)/100)*$CB3901))*IF($E3887>50,IF($G3887=11,(1-(($E3887-50)*0.005)),IF($G3887=16,(1-(($E3887-50)*0.005)),IF($G3887=21,(1-(($E3887-50)*0.005)),1))),1)*$CD3901,0)))","v":229},{"$f":"IF($B3887>$F3887,0,IF($C3887>$G3887,0,ROUND((((($F3887-$B3887)/100)*IF('DBH-Upgrade'!$K$6='DBH-Upgrade'!$K$8,$CC3901,($BF3887/(($F3887-18)/100))))+((($B3887-18)/100)*$CB3901))*IF($E3887>50,IF($G3887=11,(1-(($E3887-50)*0.005)),IF($G3887=16,(1-(($E3887-50)*0.005)),IF($G3887=21,(1-(($E3887-50)*0.005)),1))),1),0)))","v":308},0.95,0.95,0.95,262,281,377,113,121,162,0.19284101416004601,0.22071465965427722,0.39273585024037444,1.6,5.5,5.9,7.9,null,2077,null,0.68,null,null,0,13.2,15.1,21.85,null,1,1,1,262,281,377,null,0,0,0,1,{"$error":"#VALUE!"},0,0,{"$error":"#VALUE!"},0.8452517014716241,0.78929861482598995,null,1,1,0.99999999999999978,0.99999999999999978,null,0]
["390802015",{"$f":"'DBH-Upgrade'!$K$8-$CL3888","v":70},15,3,90,80,20,21.5,0,26,30,42.4,1892.8000000000002,{"$f":"IF($B3888>$F3888,0,IF($C3888>$G3888,0,ROUND((((($F3888-$B3888)/100)*IF('DBH-Upgrade'!$K$6='DBH-Upgrade'!$K$8,$BZ3902,($BE3888/(($F3888-18)/100))))+((($B3888-18)/100)*$CA3902))*$CE3902,0)))","v":1807},{"$f":"IF($B3888>$F3888,0,IF($C3888>$G3888,0,ROUND((((($F3888-$B3888)/100)*IF('DBH-Upgrade'!$K$6='DBH-Upgrade'!$K$8,$BZ3902,($BE3888/(($F3888-18)/100))))+((($B3888-18)/100)*$CA3902))*$CD3902,0)))","v":1940},{"$f":"IF($B3888>$F3888,0,IF($C3888>$G3888,0,ROUND(((($F3888-$B3888)/100)*IF('DBH-Upgrade'!$K$6='DBH-Upgrade'!$K$8,$BZ3902,($BE3888/(($F3888-18)/100))))+((($B3888-18)/100)*$CA3902),0)))","v":2342},1.5,1.08,1.08,1.08,1893,{"$f":"IF($B3888>$F3888,0,IF($C3888>$G3888,0,ROUND(((($F3888-$B3888)/100)*(IF('DBH-Upgrade'!$K$6='DBH-Upgrade'!$K$8,$BZ3902,($BE3888/(($F3888-18)/100))))*$CH3902)+((($B3888-18)/100)*$CA3902*$CE3902*$CG3902),0)))","v":1859},{"$f":"IF($B3888>$F3888,0,IF($C3888>$G3888,0,ROUND(((($F3888-$B3888)/100)*(IF('DBH-Upgrade'!$K$6='DBH-Upgrade'!$K$8,$BZ3902,($BE3888/(($F3888-18)/100))))*$CH3902)+((($B3888-18)/100)*$CA3902*$CD3902*$CG3902),0)))","v":1980},{"$f":"IF($B3888>$F3888,0,IF($C3888>$G3888,0,ROUND(((($F3888-$B3888)/100)*(IF('DBH-Upgrade'!$K$6='DBH-Upgrade'!$K$8,$BZ3902,($BE3888/(($F3888-18)/100))))*$CH3902)+((($B3888-18)/100)*$CA3902*$CG3902),0)))","v":2342},163,160,170,201,0.10863301007605744,0.10472380992097208,0.11803010584799242,0.16427796576719667,1.2760000000000001E-4,1.7219,2,3.76611E-4,{"$f":"IF($B3888>$F3888,0,IF($C3888>$G3888,0,ROUND((((($F3888-$B3888)/100)*IF('DBH-Upgrade'!$K$6='DBH-Upgrade'!$K$8,$CC3902,($BF3888/(($F3888-18)/100))))+((($B3888-18)/100)*$CB3902))*IF($E3888>50,IF($G3888=11,(1-(($E3888-50)*0.005)),IF($G3888=16,(1-(($E3888-50)*0.005)),IF($G3888=21,(1-(($E3888-50)*0.005)),1))),1)*$CE3902,0)))","v":207},{"$f":"IF($B3888>$F3888,0,IF($C3888>$G3888,0,ROUND((((($F3888-$B3888)/100)*IF('DBH-Upgrade'!$K$6='DBH-Upgrade'!$K$8,$CC3902,($BF3888/(($F3888-18)/100))))+((($B3888-18)/100)*$CB3902))*IF($E3888>50,IF($G3888=11,(1-(($E3888-50)*0.005)),IF($G3888=16,(1-(($E3888-50)*0.005)),IF($G3888=21,(1-(($E3888-50)*0.005)),1))),1)*$CD3902,0)))","v":223},{"$f":"IF($B3888>$F3888,0,IF($C3888>$G3888,0,ROUND((((($F3888-$B3888)/100)*IF('DBH-Upgrade'!$K$6='DBH-Upgrade'!$K$8,$CC3902,($BF3888/(($F3888-18)/100))))+((($B3888-18)/100)*$CB3902))*IF($E3888>50,IF($G3888=11,(1-(($E3888-50)*0.005)),IF($G3888=16,(1-(($E3888-50)*0.005)),IF($G3888=21,(1-(($E3888-50)*0.005)),1))),1),0)))","v":269},0.95,0.95,0.95,201,216,261,86,93,112,3.0812860954705073E-2,3.5944543478209683E-2,5.1837871514517291E-2,1.1000000000000001,5.5,5.9,7.9,null,2366,null,0.8,null,null,0,13.2,15.1,21.85,null,1,1,1,201,216,261,null,0,0,0,1,1615,3238,442,63,0.75555534806492441,0.70383877729866806,null,1,1,0.99999999999999978,0.99999999999999978,null,0]
["390802115",{"$f":"'DBH-Upgrade'!$K$8-$CL3889","v":70},15,3,90,80,21,21.5,0,26,30,42.4,2412.8000000000002,{"$f":"IF($B3889>$F3889,0,IF($C3889>$G3889,0,ROUND((((($F3889-$B3889)/100)*IF('DBH-Upgrade'!$K$6='DBH-Upgrade'!$K$8,$BZ3903,($BE3889/(($F3889-18)/100))))+((($B3889-18)/100)*$CA3903))*$CE3903,0)))","v":2377},{"$f":"IF($B3889>$F3889,0,IF($C3889>$G3889,0,ROUND((((($F3889-$B3889)/100)*IF('DBH-Upgrade'!$K$6='DBH-Upgrade'!$K$8,$BZ3903,($BE3889/(($F3889-18)/100))))+((($B3889-18)/100)*$CA3903))*$CD3903,0)))","v":2549},{"$f":"IF($B3889>$F3889,0,IF($C3889>$G3889,0,ROUND(((($F3889-$B3889)/100)*IF('DBH-Upgrade'!$K$6='DBH-Upgrade'!$K$8,$BZ3903,($BE3889/(($F3889-18)/100))))+((($B3889-18)/100)*$CA3903),0)))","v":3420},1.5,1.05,1.05,1.05,2413,{"$f":"IF($B3889>$F3889,0,IF($C3889>$G3889,0,ROUND(((($F3889-$B3889)/100)*(IF('DBH-Upgrade'!$K$6='DBH-Upgrade'!$K$8,$BZ3903,($BE3889/(($F3889-18)/100))))*$CH3903)+((($B3889-18)/100)*$CA3903*$CE3903*$CG3903),0)))","v":2453},{"$f":"IF($B3889>$F3889,0,IF($C3889>$G3889,0,ROUND(((($F3889-$B3889)/100)*(IF('DBH-Upgrade'!$K$6='DBH-Upgrade'!$K$8,$BZ3903,($BE3889/(($F3889-18)/100))))*$CH3903)+((($B3889-18)/100)*$CA3903*$CD3903*$CG3903),0)))","v":2612},{"$f":"IF($B3889>$F3889,0,IF($C3889>$G3889,0,ROUND(((($F3889-$B3889)/100)*(IF('DBH-Upgrade'!$K$6='DBH-Upgrade'!$K$8,$BZ3903,($BE3889/(($F3889-18)/100))))*$CH3903)+((($B3889-18)/100)*$CA3903*$CG3903),0)))","v":3420},208,211,225,294,0.25018929266896878,0.25732674402542394,0.29194322426062352,0.49394887463654819,1.2760000000000001E-4,1.7219,4,5.1420100000000005E-4,{"$f":"IF($B3889>$F3889,0,IF($C3889>$G3889,0,ROUND((((($F3889-$B3889)/100)*IF('DBH-Upgrade'!$K$6='DBH-Upgrade'!$K$8,$CC3903,($BF3889/(($F3889-18)/100))))+((($B3889-18)/100)*$CB3903))*IF($E3889>50,IF($G3889=11,(1-(($E3889-50)*0.005)),IF($G3889=16,(1-(($E3889-50)*0.005)),IF($G3889=21,(1-(($E3889-50)*0.005)),1))),1)*$CE3903,0)))","v":234},{"$f":"IF($B3889>$F3889,0,IF($C3889>$G3889,0,ROUND((((($F3889-$B3889)/100)*IF('DBH-Upgrade'!$K$6='DBH-Upgrade'!$K$8,$CC3903,($BF3889/(($F3889-18)/100))))+((($B3889-18)/100)*$CB3903))*IF($E3889>50,IF($G3889=11,(1-(($E3889-50)*0.005)),IF($G3889=16,(1-(($E3889-50)*0.005)),IF($G3889=21,(1-(($E3889-50)*0.005)),1))),1)*$CD3903,0)))","v":251},{"$f":"IF($B3889>$F3889,0,IF($C3889>$G3889,0,ROUND((((($F3889-$B3889)/100)*IF('DBH-Upgrade'!$K$6='DBH-Upgrade'!$K$8,$CC3903,($BF3889/(($F3889-18)/100))))+((($B3889-18)/100)*$CB3903))*IF($E3889>50,IF($G3889=11,(1-(($E3889-50)*0.005)),IF($G3889=16,(1-(($E3889-50)*0.005)),IF($G3889=21,(1-(($E3889-50)*0.005)),1))),1),0)))","v":336},0.85,0.85,0.85,286,307,411,123,132,177,8.9258715433195926E-2,0.10250721708800391,0.18224047958741046,2.1,5.5,5.9,7.9,null,3016,null,0.8,null,null,0,13.2,15.1,21.85,null,1,1,1,286,307,411,null,0,0,0,1,3238,4735,725,75,0.75555534806492441,0.70383877729866806,null,1,1,0.99999999999999978,0.99999999999999978,null,0]
["390901015",{"$f":"'DBH-Upgrade'!$K$8-$CL3890","v":70},15,3,90,90,10,11.5,0,26,30,43.3,1108.8,{"$f":"IF($B3890>$F3890,0,IF($C3890>$G3890,0,ROUND((((($F3890-$B3890)/100)*IF('DBH-Upgrade'!$K$6='DBH-Upgrade'!$K$8,$BZ3904,($BE3890/(($F3890-18)/100))))+((($B3890-18)/100)*$CA3904))*$CE3904,0)))","v":0},{"$f":"IF($B3890>$F3890,0,IF($C3890>$G3890,0,ROUND((((($F3890-$B3890)/100)*IF('DBH-Upgrade'!$K$6='DBH-Upgrade'!$K$8,$BZ3904,($BE3890/(($F3890-18)/100))))+((($B3890-18)/100)*$CA3904))*$CD3904,0)))","v":0},{"$f":"IF($B3890>$F3890,0,IF($C3890>$G3890,0,ROUND(((($F3890-$B3890)/100)*IF('DBH-Upgrade'!$K$6='DBH-Upgrade'!$K$8,$BZ3904,($BE3890/(($F3890-18)/100))))+((($B3890-18)/100)*$CA3904),0)))","v":0},1.5,1.08,1.08,1.08,1109,{"$f":"IF($B3890>$F3890,0,IF($C3890>$G3890,0,ROUND(((($F3890-$B3890)/100)*(IF('DBH-Upgrade'!$K$6='DBH-Upgrade'!$K$8,$BZ3904,($BE3890/(($F3890-18)/100))))*$CH3904)+((($B3890-18)/100)*$CA3904*$CE3904*$CG3904),0)))","v":0},{"$f":"IF($B3890>$F3890,0,IF($C3890>$G3890,0,ROUND(((($F3890-$B3890)/100)*(IF('DBH-Upgrade'!$K$6='DBH-Upgrade'!$K$8,$BZ3904,($BE3890/(($F3890-18)/100))))*$CH3904)+((($B3890-18)/100)*$CA3904*$CD3904*$CG3904),0)))","v":0},{"$f":"IF($B3890>$F3890,0,IF($C3890>$G3890,0,ROUND(((($F3890-$B3890)/100)*(IF('DBH-Upgrade'!$K$6='DBH-Upgrade'!$K$8,$BZ3904,($BE3890/(($F3890-18)/100))))*$CH3904)+((($B3890-18)/100)*$CA3904*$CG3904),0)))","v":0},95,0,0,0,4.8339606334548313E-2,0,0,0,3.969E-4,1.7345999999999999,2,3.6734700000000002E-4,{"$f":"IF($B3890>$F3890,0,IF($C3890>$G3890,0,ROUND((((($F3890-$B3890)/100)*IF('DBH-Upgrade'!$K$6='DBH-Upgrade'!$K$8,$CC3904,($BF3890/(($F3890-18)/100))))+((($B3890-18)/100)*$CB3904))*IF($E3890>50,IF($G3890=11,(1-(($E3890-50)*0.005)),IF($G3890=16,(1-(($E3890-50)*0.005)),IF($G3890=21,(1-(($E3890-50)*0.005)),1))),1)*$CE3904,0)))","v":0},{"$f":"IF($B3890>$F3890,0,IF($C3890>$G3890,0,ROUND((((($F3890-$B3890)/100)*IF('DBH-Upgrade'!$K$6='DBH-Upgrade'!$K$8,$CC3904,($BF3890/(($F3890-18)/100))))+((($B3890-18)/100)*$CB3904))*IF($E3890>50,IF($G3890=11,(1-(($E3890-50)*0.005)),IF($G3890=16,(1-(($E3890-50)*0.005)),IF($G3890=21,(1-(($E3890-50)*0.005)),1))),1)*$CD3904,0)))","v":0},{"$f":"IF($B3890>$F3890,0,IF($C3890>$G3890,0,ROUND((((($F3890-$B3890)/100)*IF('DBH-Upgrade'!$K$6='DBH-Upgrade'!$K$8,$CC3904,($BF3890/(($F3890-18)/100))))+((($B3890-18)/100)*$CB3904))*IF($E3890>50,IF($G3890=11,(1-(($E3890-50)*0.005)),IF($G3890=16,(1-(($E3890-50)*0.005)),IF($G3890=21,(1-(($E3890-50)*0.005)),1))),1),0)))","v":0},0.98,0.98,0.98,0,0,0,0,0,0,0,0,0,0.6,5.5,5.9,7.9,null,1232,null,0.9,null,null,0,13.2,15.1,21.85,null,1,1,1,0,0,0,null,0,0,0,1,2298,4062,502,78,0.8452517014716241,0.78929861482598995,null,1,1,0.99999999999999978,0.99999999999999978,null,0]
["390901115",{"$f":"'DBH-Upgrade'!$K$8-$CL3891","v":70},15,3,90,90,11,11.5,0,26,30,43.3,1075.76,{"$f":"IF($B3891>$F3891,0,IF($C3891>$G3891,0,ROUND((((($F3891-$B3891)/100)*IF('DBH-Upgrade'!$K$6='DBH-Upgrade'!$K$8,$BZ3905,($BE3891/(($F3891-18)/100))))+((($B3891-18)/100)*$CA3905))*$CE3905,0)))","v":0},{"$f":"IF($B3891>$F3891,0,IF($C3891>$G3891,0,ROUND((((($F3891-$B3891)/100)*IF('DBH-Upgrade'!$K$6='DBH-Upgrade'!$K$8,$BZ3905,($BE3891/(($F3891-18)/100))))+((($B3891-18)/100)*$CA3905))*$CD3905,0)))","v":0},{"$f":"IF($B3891>$F3891,0,IF($C3891>$G3891,0,ROUND(((($F3891-$B3891)/100)*IF('DBH-Upgrade'!$K$6='DBH-Upgrade'!$K$8,$BZ3905,($BE3891/(($F3891-18)/100))))+((($B3891-18)/100)*$CA3905),0)))","v":0},1.5,1.1000000000000001,1.1000000000000001,1.1000000000000001,1076,{"$f":"IF($B3891>$F3891,0,IF($C3891>$G3891,0,ROUND(((($F3891-$B3891)/100)*(IF('DBH-Upgrade'!$K$6='DBH-Upgrade'!$K$8,$BZ3905,($BE3891/(($F3891-18)/100))))*$CH3905)+((($B3891-18)/100)*$CA3905*$CE3905*$CG3905),0)))","v":0},{"$f":"IF($B3891>$F3891,0,IF($C3891>$G3891,0,ROUND(((($F3891-$B3891)/100)*(IF('DBH-Upgrade'!$K$6='DBH-Upgrade'!$K$8,$BZ3905,($BE3891/(($F3891-18)/100))))*$CH3905)+((($B3891-18)/100)*$CA3905*$CD3905*$CG3905),0)))","v":0},{"$f":"IF($B3891>$F3891,0,IF($C3891>$G3891,0,ROUND(((($F3891-$B3891)/100)*(IF('DBH-Upgrade'!$K$6='DBH-Upgrade'!$K$8,$BZ3905,($BE3891/(($F3891-18)/100))))*$CH3905)+((($B3891-18)/100)*$CA3905*$CG3905),0)))","v":0},93,0,0,0,7.9227347446439403E-2,0,0,0,3.969E-4,1.7345999999999999,4,5.7428799999999995E-4,{"$f":"IF($B3891>$F3891,0,IF($C3891>$G3891,0,ROUND((((($F3891-$B3891)/100)*IF('DBH-Upgrade'!$K$6='DBH-Upgrade'!$K$8,$CC3905,($BF3891/(($F3891-18)/100))))+((($B3891-18)/100)*$CB3905))*IF($E3891>50,IF($G3891=11,(1-(($E3891-50)*0.005)),IF($G3891=16,(1-(($E3891-50)*0.005)),IF($G3891=21,(1-(($E3891-50)*0.005)),1))),1)*$CE3905,0)))","v":0},{"$f":"IF($B3891>$F3891,0,IF($C3891>$G3891,0,ROUND((((($F3891-$B3891)/100)*IF('DBH-Upgrade'!$K$6='DBH-Upgrade'!$K$8,$CC3905,($BF3891/(($F3891-18)/100))))+((($B3891-18)/100)*$CB3905))*IF($E3891>50,IF($G3891=11,(1-(($E3891-50)*0.005)),IF($G3891=16,(1-(($E3891-50)*0.005)),IF($G3891=21,(1-(($E3891-50)*0.005)),1))),1)*$CD3905,0)))","v":0},{"$f":"IF($B3891>$F3891,0,IF($C3891>$G3891,0,ROUND((((($F3891-$B3891)/100)*IF('DBH-Upgrade'!$K$6='DBH-Upgrade'!$K$8,$CC3905,($BF3891/(($F3891-18)/100))))+((($B3891-18)/100)*$CB3905))*IF($E3891>50,IF($G3891=11,(1-(($E3891-50)*0.005)),IF($G3891=16,(1-(($E3891-50)*0.005)),IF($G3891=21,(1-(($E3891-50)*0.005)),1))),1),0)))","v":0},0.95,0.95,0.95,0,0,0,0,0,0,0,0,0,1.2,5.5,5.9,7.9,null,1582,null,0.68,null,null,0,13.2,15.1,21.85,null,1,1,1,0,0,0,null,0,0,0,1,2489,6098,791,92,0.75555534806492441,0.70383877729866806,null,1,1,0.99999999999999978,0.99999999999999978,null,0]
["390901515",{"$f":"'DBH-Upgrade'!$K$8-$CL3892","v":70},15,3,90,90,15,16.5,0,26,30,43.3,1526.4,{"$f":"IF($B3892>$F3892,0,IF($C3892>$G3892,0,ROUND((((($F3892-$B3892)/100)*IF('DBH-Upgrade'!$K$6='DBH-Upgrade'!$K$8,$BZ3906,($BE3892/(($F3892-18)/100))))+((($B3892-18)/100)*$CA3906))*$CE3906,0)))","v":1375},{"$f":"IF($B3892>$F3892,0,IF($C3892>$G3892,0,ROUND((((($F3892-$B3892)/100)*IF('DBH-Upgrade'!$K$6='DBH-Upgrade'!$K$8,$BZ3906,($BE3892/(($F3892-18)/100))))+((($B3892-18)/100)*$CA3906))*$CD3906,0)))","v":1474},{"$f":"IF($B3892>$F3892,0,IF($C3892>$G3892,0,ROUND(((($F3892-$B3892)/100)*IF('DBH-Upgrade'!$K$6='DBH-Upgrade'!$K$8,$BZ3906,($BE3892/(($F3892-18)/100))))+((($B3892-18)/100)*$CA3906),0)))","v":2007},1.5,1.08,1.08,1.08,1526,{"$f":"IF($B3892>$F3892,0,IF($C3892>$G3892,0,ROUND(((($F3892-$B3892)/100)*(IF('DBH-Upgrade'!$K$6='DBH-Upgrade'!$K$8,$BZ3906,($BE3892/(($F3892-18)/100))))*$CH3906)+((($B3892-18)/100)*$CA3906*$CE3906*$CG3906),0)))","v":1477},{"$f":"IF($B3892>$F3892,0,IF($C3892>$G3892,0,ROUND(((($F3892-$B3892)/100)*(IF('DBH-Upgrade'!$K$6='DBH-Upgrade'!$K$8,$BZ3906,($BE3892/(($F3892-18)/100))))*$CH3906)+((($B3892-18)/100)*$CA3906*$CD3906*$CG3906),0)))","v":1559},{"$f":"IF($B3892>$F3892,0,IF($C3892>$G3892,0,ROUND(((($F3892-$B3892)/100)*(IF('DBH-Upgrade'!$K$6='DBH-Upgrade'!$K$8,$BZ3906,($BE3892/(($F3892-18)/100))))*$CH3906)+((($B3892-18)/100)*$CA3906*$CG3906),0)))","v":2007},131,127,134,173,9.1461880682892766E-2,8.6073121256238061E-2,9.5609035616936233E-2,0.15773348354713063,2.0829999999999999E-4,1.724,2,4.6182900000000003E-4,{"$f":"IF($B3892>$F3892,0,IF($C3892>$G3892,0,ROUND((((($F3892-$B3892)/100)*IF('DBH-Upgrade'!$K$6='DBH-Upgrade'!$K$8,$CC3906,($BF3892/(($F3892-18)/100))))+((($B3892-18)/100)*$CB3906))*IF($E3892>50,IF($G3892=11,(1-(($E3892-50)*0.005)),IF($G3892=16,(1-(($E3892-50)*0.005)),IF($G3892=21,(1-(($E3892-50)*0.005)),1))),1)*$CE3906,0)))","v":166},{"$f":"IF($B3892>$F3892,0,IF($C3892>$G3892,0,ROUND((((($F3892-$B3892)/100)*IF('DBH-Upgrade'!$K$6='DBH-Upgrade'!$K$8,$CC3906,($BF3892/(($F3892-18)/100))))+((($B3892-18)/100)*$CB3906))*IF($E3892>50,IF($G3892=11,(1-(($E3892-50)*0.005)),IF($G3892=16,(1-(($E3892-50)*0.005)),IF($G3892=21,(1-(($E3892-50)*0.005)),1))),1)*$CD3906,0)))","v":178},{"$f":"IF($B3892>$F3892,0,IF($C3892>$G3892,0,ROUND((((($F3892-$B3892)/100)*IF('DBH-Upgrade'!$K$6='DBH-Upgrade'!$K$8,$CC3906,($BF3892/(($F3892-18)/100))))+((($B3892-18)/100)*$CB3906))*IF($E3892>50,IF($G3892=11,(1-(($E3892-50)*0.005)),IF($G3892=16,(1-(($E3892-50)*0.005)),IF($G3892=21,(1-(($E3892-50)*0.005)),1))),1),0)))","v":242},1.01,1.01,1.01,158,169,230,68,73,99,2.5381486770645934E-2,2.9151752245229808E-2,5.2868831007796956E-2,0.9,5.5,5.9,7.9,null,1908,null,0.8,null,null,0,13.2,15.1,21.85,null,1,1,1,158,169,230,null,0,0,0,1,{"$error":"#VALUE!"},0,0,{"$error":"#VALUE!"},0.83640285665941616,0.77994091438995627,null,1,1,0.99999999999999978,0.99999999999999978,null,0]
["390901615",{"$f":"'DBH-Upgrade'!$K$8-$CL3893","v":70},15,3,90,90,16,16.5,0,26,30,43.3,1588.48,{"$f":"IF($B3893>$F3893,0,IF($C3893>$G3893,0,ROUND((((($F3893-$B3893)/100)*IF('DBH-Upgrade'!$K$6='DBH-Upgrade'!$K$8,$BZ3907,($BE3893/(($F3893-18)/100))))+((($B3893-18)/100)*$CA3907))*$CE3907,0)))","v":2131},{"$f":"IF($B3893>$F3893,0,IF($C3893>$G3893,0,ROUND((((($F3893-$B3893)/100)*IF('DBH-Upgrade'!$K$6='DBH-Upgrade'!$K$8,$BZ3907,($BE3893/(($F3893-18)/100))))+((($B3893-18)/100)*$CA3907))*$CD3907,0)))","v":2284},{"$f":"IF($B3893>$F3893,0,IF($C3893>$G3893,0,ROUND(((($F3893-$B3893)/100)*IF('DBH-Upgrade'!$K$6='DBH-Upgrade'!$K$8,$BZ3907,($BE3893/(($F3893-18)/100))))+((($B3893-18)/100)*$CA3907),0)))","v":3110},1.5,1.1000000000000001,1.1000000000000001,1.1000000000000001,1588,{"$f":"IF($B3893>$F3893,0,IF($C3893>$G3893,0,ROUND(((($F3893-$B3893)/100)*(IF('DBH-Upgrade'!$K$6='DBH-Upgrade'!$K$8,$BZ3907,($BE3893/(($F3893-18)/100))))*$CH3907)+((($B3893-18)/100)*$CA3907*$CE3907*$CG3907),0)))","v":2335},{"$f":"IF($B3893>$F3893,0,IF($C3893>$G3893,0,ROUND(((($F3893-$B3893)/100)*(IF('DBH-Upgrade'!$K$6='DBH-Upgrade'!$K$8,$BZ3907,($BE3893/(($F3893-18)/100))))*$CH3907)+((($B3893-18)/100)*$CA3907*$CD3907*$CG3907),0)))","v":2456},{"$f":"IF($B3893>$F3893,0,IF($C3893>$G3893,0,ROUND(((($F3893-$B3893)/100)*(IF('DBH-Upgrade'!$K$6='DBH-Upgrade'!$K$8,$BZ3907,($BE3893/(($F3893-18)/100))))*$CH3907)+((($B3893-18)/100)*$CA3907*$CG3907),0)))","v":3110},137,201,211,267,0.28598472026429389,0.60915360332621049,0.67042722251491815,1.0671982797998989,2.0829999999999999E-4,1.724,4,1.392796E-3,{"$f":"IF($B3893>$F3893,0,IF($C3893>$G3893,0,ROUND((((($F3893-$B3893)/100)*IF('DBH-Upgrade'!$K$6='DBH-Upgrade'!$K$8,$CC3907,($BF3893/(($F3893-18)/100))))+((($B3893-18)/100)*$CB3907))*IF($E3893>50,IF($G3893=11,(1-(($E3893-50)*0.005)),IF($G3893=16,(1-(($E3893-50)*0.005)),IF($G3893=21,(1-(($E3893-50)*0.005)),1))),1)*$CE3907,0)))","v":215},{"$f":"IF($B3893>$F3893,0,IF($C3893>$G3893,0,ROUND((((($F3893-$B3893)/100)*IF('DBH-Upgrade'!$K$6='DBH-Upgrade'!$K$8,$CC3907,($BF3893/(($F3893-18)/100))))+((($B3893-18)/100)*$CB3907))*IF($E3893>50,IF($G3893=11,(1-(($E3893-50)*0.005)),IF($G3893=16,(1-(($E3893-50)*0.005)),IF($G3893=21,(1-(($E3893-50)*0.005)),1))),1)*$CD3907,0)))","v":230},{"$f":"IF($B3893>$F3893,0,IF($C3893>$G3893,0,ROUND((((($F3893-$B3893)/100)*IF('DBH-Upgrade'!$K$6='DBH-Upgrade'!$K$8,$CC3907,($BF3893/(($F3893-18)/100))))+((($B3893-18)/100)*$CB3907))*IF($E3893>50,IF($G3893=11,(1-(($E3893-50)*0.005)),IF($G3893=16,(1-(($E3893-50)*0.005)),IF($G3893=21,(1-(($E3893-50)*0.005)),1))),1),0)))","v":314},0.95,0.95,0.95,258,277,377,111,119,162,0.188905921056675,0.21666354439365651,0.39799819408872422,1.8,5.5,5.9,7.9,null,2336,null,0.68,null,null,0,13.2,15.1,21.85,null,1,1,1,258,277,377,null,0,0,0,1,{"$error":"#VALUE!"},0,0,{"$error":"#VALUE!"},0.83640285665941616,0.77994091438995627,null,1,1,0.99999999999999978,0.99999999999999978,null,0]
["390902015",{"$f":"'DBH-Upgrade'!$K$8-$CL3894","v":70},15,3,90,90,20,21.5,0,26,30,43.3,2128.8000000000002,{"$f":"IF($B3894>$F3894,0,IF($C3894>$G3894,0,ROUND((((($F3894-$B3894)/100)*IF('DBH-Upgrade'!$K$6='DBH-Upgrade'!$K$8,$BZ3908,($BE3894/(($F3894-18)/100))))+((($B3894-18)/100)*$CA3908))*$CE3908,0)))","v":1963},{"$f":"IF($B3894>$F3894,0,IF($C3894>$G3894,0,ROUND((((($F3894-$B3894)/100)*IF('DBH-Upgrade'!$K$6='DBH-Upgrade'!$K$8,$BZ3908,($BE3894/(($F3894-18)/100))))+((($B3894-18)/100)*$CA3908))*$CD3908,0)))","v":2112},{"$f":"IF($B3894>$F3894,0,IF($C3894>$G3894,0,ROUND(((($F3894-$B3894)/100)*IF('DBH-Upgrade'!$K$6='DBH-Upgrade'!$K$8,$BZ3908,($BE3894/(($F3894-18)/100))))+((($B3894-18)/100)*$CA3908),0)))","v":2572},1.5,1.08,1.08,1.08,2129,{"$f":"IF($B3894>$F3894,0,IF($C3894>$G3894,0,ROUND(((($F3894-$B3894)/100)*(IF('DBH-Upgrade'!$K$6='DBH-Upgrade'!$K$8,$BZ3908,($BE3894/(($F3894-18)/100))))*$CH3908)+((($B3894-18)/100)*$CA3908*$CE3908*$CG3908),0)))","v":2072},{"$f":"IF($B3894>$F3894,0,IF($C3894>$G3894,0,ROUND(((($F3894-$B3894)/100)*(IF('DBH-Upgrade'!$K$6='DBH-Upgrade'!$K$8,$BZ3908,($BE3894/(($F3894-18)/100))))*$CH3908)+((($B3894-18)/100)*$CA3908*$CD3908*$CG3908),0)))","v":2194},{"$f":"IF($B3894>$F3894,0,IF($C3894>$G3894,0,ROUND(((($F3894-$B3894)/100)*(IF('DBH-Upgrade'!$K$6='DBH-Upgrade'!$K$8,$BZ3908,($BE3894/(($F3894-18)/100))))*$CH3908)+((($B3894-18)/100)*$CA3908*$CG3908),0)))","v":2572},183,178,189,221,0.13847189190219461,0.13111730494369025,0.14755919496279166,0.20084139859644864,1.2760000000000001E-4,1.7219,2,3.76611E-4,{"$f":"IF($B3894>$F3894,0,IF($C3894>$G3894,0,ROUND((((($F3894-$B3894)/100)*IF('DBH-Upgrade'!$K$6='DBH-Upgrade'!$K$8,$CC3908,($BF3894/(($F3894-18)/100))))+((($B3894-18)/100)*$CB3908))*IF($E3894>50,IF($G3894=11,(1-(($E3894-50)*0.005)),IF($G3894=16,(1-(($E3894-50)*0.005)),IF($G3894=21,(1-(($E3894-50)*0.005)),1))),1)*$CE3908,0)))","v":211},{"$f":"IF($B3894>$F3894,0,IF($C3894>$G3894,0,ROUND((((($F3894-$B3894)/100)*IF('DBH-Upgrade'!$K$6='DBH-Upgrade'!$K$8,$CC3908,($BF3894/(($F3894-18)/100))))+((($B3894-18)/100)*$CB3908))*IF($E3894>50,IF($G3894=11,(1-(($E3894-50)*0.005)),IF($G3894=16,(1-(($E3894-50)*0.005)),IF($G3894=21,(1-(($E3894-50)*0.005)),1))),1)*$CD3908,0)))","v":227},{"$f":"IF($B3894>$F3894,0,IF($C3894>$G3894,0,ROUND((((($F3894-$B3894)/100)*IF('DBH-Upgrade'!$K$6='DBH-Upgrade'!$K$8,$CC3908,($BF3894/(($F3894-18)/100))))+((($B3894-18)/100)*$CB3908))*IF($E3894>50,IF($G3894=11,(1-(($E3894-50)*0.005)),IF($G3894=16,(1-(($E3894-50)*0.005)),IF($G3894=21,(1-(($E3894-50)*0.005)),1))),1),0)))","v":277},0.95,0.95,0.95,199,214,261,86,92,112,3.1348805220849138E-2,3.578949226147609E-2,5.2682479647340047E-2,1.2,5.5,5.9,7.9,null,2661,null,0.8,null,null,0,13.2,15.1,21.85,null,1,1,1,199,214,261,null,0,0,0,1,1615,3238,442,63,0.75555534806492441,0.70383877729866806,null,1,1,0.99999999999999978,0.99999999999999978,null,0]
["390902115",{"$f":"'DBH-Upgrade'!$K$8-$CL3895","v":70},15,3,90,90,21,21.5,0,26,30,43.3,2714.4,{"$f":"IF($B3895>$F3895,0,IF($C3895>$G3895,0,ROUND((((($F3895-$B3895)/100)*IF('DBH-Upgrade'!$K$6='DBH-Upgrade'!$K$8,$BZ3909,($BE3895/(($F3895-18)/100))))+((($B3895-18)/100)*$CA3909))*$CE3909,0)))","v":2515},{"$f":"IF($B3895>$F3895,0,IF($C3895>$G3895,0,ROUND((((($F3895-$B3895)/100)*IF('DBH-Upgrade'!$K$6='DBH-Upgrade'!$K$8,$BZ3909,($BE3895/(($F3895-18)/100))))+((($B3895-18)/100)*$CA3909))*$CD3909,0)))","v":2694},{"$f":"IF($B3895>$F3895,0,IF($C3895>$G3895,0,ROUND(((($F3895-$B3895)/100)*IF('DBH-Upgrade'!$K$6='DBH-Upgrade'!$K$8,$BZ3909,($BE3895/(($F3895-18)/100))))+((($B3895-18)/100)*$CA3909),0)))","v":3669},1.5,1.05,1.05,1.05,2714,{"$f":"IF($B3895>$F3895,0,IF($C3895>$G3895,0,ROUND(((($F3895-$B3895)/100)*(IF('DBH-Upgrade'!$K$6='DBH-Upgrade'!$K$8,$BZ3909,($BE3895/(($F3895-18)/100))))*$CH3909)+((($B3895-18)/100)*$CA3909*$CE3909*$CG3909),0)))","v":2671},{"$f":"IF($B3895>$F3895,0,IF($C3895>$G3895,0,ROUND(((($F3895-$B3895)/100)*(IF('DBH-Upgrade'!$K$6='DBH-Upgrade'!$K$8,$BZ3909,($BE3895/(($F3895-18)/100))))*$CH3909)+((($B3895-18)/100)*$CA3909*$CD3909*$CG3909),0)))","v":2826},{"$f":"IF($B3895>$F3895,0,IF($C3895>$G3895,0,ROUND(((($F3895-$B3895)/100)*(IF('DBH-Upgrade'!$K$6='DBH-Upgrade'!$K$8,$BZ3909,($BE3895/(($F3895-18)/100))))*$CH3909)+((($B3895-18)/100)*$CA3909*$CG3909),0)))","v":3669},233,230,243,316,0.31865406255547352,0.31065980829904527,0.34602358057183785,0.57937638385756807,1.2760000000000001E-4,1.7219,4,5.1420100000000005E-4,{"$f":"IF($B3895>$F3895,0,IF($C3895>$G3895,0,ROUND((((($F3895-$B3895)/100)*IF('DBH-Upgrade'!$K$6='DBH-Upgrade'!$K$8,$CC3909,($BF3895/(($F3895-18)/100))))+((($B3895-18)/100)*$CB3909))*IF($E3895>50,IF($G3895=11,(1-(($E3895-50)*0.005)),IF($G3895=16,(1-(($E3895-50)*0.005)),IF($G3895=21,(1-(($E3895-50)*0.005)),1))),1)*$CE3909,0)))","v":236},{"$f":"IF($B3895>$F3895,0,IF($C3895>$G3895,0,ROUND((((($F3895-$B3895)/100)*IF('DBH-Upgrade'!$K$6='DBH-Upgrade'!$K$8,$CC3909,($BF3895/(($F3895-18)/100))))+((($B3895-18)/100)*$CB3909))*IF($E3895>50,IF($G3895=11,(1-(($E3895-50)*0.005)),IF($G3895=16,(1-(($E3895-50)*0.005)),IF($G3895=21,(1-(($E3895-50)*0.005)),1))),1)*$CD3909,0)))","v":252},{"$f":"IF($B3895>$F3895,0,IF($C3895>$G3895,0,ROUND((((($F3895-$B3895)/100)*IF('DBH-Upgrade'!$K$6='DBH-Upgrade'!$K$8,$CC3909,($BF3895/(($F3895-18)/100))))+((($B3895-18)/100)*$CB3909))*IF($E3895>50,IF($G3895=11,(1-(($E3895-50)*0.005)),IF($G3895=16,(1-(($E3895-50)*0.005)),IF($G3895=21,(1-(($E3895-50)*0.005)),1))),1),0)))","v":344},0.85,0.85,0.85,282,302,411,121,130,177,8.8366851561980431E-2,0.10166856840266857,0.18595516387448524,2.4,5.5,5.9,7.9,null,3393,null,0.8,null,null,0,13.2,15.1,21.85,null,1,1,1,282,302,411,null,0,0,0,1,3238,4735,725,75,0.75555534806492441,0.70383877729866806,null,1,1,0.99999999999999978,0.99999999999999978,null,0]
["3901001015",{"$f":"'DBH-Upgrade'!$K$8-$CL3896","v":70},15,3,90,100,10,11.5,0,26,30,44.1,1232.1000000000001,{"$f":"IF($B3896>$F3896,0,IF($C3896>$G3896,0,ROUND((((($F3896-$B3896)/100)*IF('DBH-Upgrade'!$K$6='DBH-Upgrade'!$K$8,$BZ3910,($BE3896/(($F3896-18)/100))))+((($B3896-18)/100)*$CA3910))*$CE3910,0)))","v":0},{"$f":"IF($B3896>$F3896,0,IF($C3896>$G3896,0,ROUND((((($F3896-$B3896)/100)*IF('DBH-Upgrade'!$K$6='DBH-Upgrade'!$K$8,$BZ3910,($BE3896/(($F3896-18)/100))))+((($B3896-18)/100)*$CA3910))*$CD3910,0)))","v":0},{"$f":"IF($B3896>$F3896,0,IF($C3896>$G3896,0,ROUND(((($F3896-$B3896)/100)*IF('DBH-Upgrade'!$K$6='DBH-Upgrade'!$K$8,$BZ3910,($BE3896/(($F3896-18)/100))))+((($B3896-18)/100)*$CA3910),0)))","v":0},1.5,1.08,1.08,1.08,1232,{"$f":"IF($B3896>$F3896,0,IF($C3896>$G3896,0,ROUND(((($F3896-$B3896)/100)*(IF('DBH-Upgrade'!$K$6='DBH-Upgrade'!$K$8,$BZ3910,($BE3896/(($F3896-18)/100))))*$CH3910)+((($B3896-18)/100)*$CA3910*$CE3910*$CG3910),0)))","v":0},{"$f":"IF($B3896>$F3896,0,IF($C3896>$G3896,0,ROUND(((($F3896-$B3896)/100)*(IF('DBH-Upgrade'!$K$6='DBH-Upgrade'!$K$8,$BZ3910,($BE3896/(($F3896-18)/100))))*$CH3910)+((($B3896-18)/100)*$CA3910*$CD3910*$CG3910),0)))","v":0},{"$f":"IF($B3896>$F3896,0,IF($C3896>$G3896,0,ROUND(((($F3896-$B3896)/100)*(IF('DBH-Upgrade'!$K$6='DBH-Upgrade'!$K$8,$BZ3910,($BE3896/(($F3896-18)/100))))*$CH3910)+((($B3896-18)/100)*$CA3910*$CG3910),0)))","v":0},106,0,0,0,6.2151943031227098E-2,0,0,0,3.969E-4,1.7345999999999999,2,3.6734700000000002E-4,{"$f":"IF($B3896>$F3896,0,IF($C3896>$G3896,0,ROUND((((($F3896-$B3896)/100)*IF('DBH-Upgrade'!$K$6='DBH-Upgrade'!$K$8,$CC3910,($BF3896/(($F3896-18)/100))))+((($B3896-18)/100)*$CB3910))*IF($E3896>50,IF($G3896=11,(1-(($E3896-50)*0.005)),IF($G3896=16,(1-(($E3896-50)*0.005)),IF($G3896=21,(1-(($E3896-50)*0.005)),1))),1)*$CE3910,0)))","v":0},{"$f":"IF($B3896>$F3896,0,IF($C3896>$G3896,0,ROUND((((($F3896-$B3896)/100)*IF('DBH-Upgrade'!$K$6='DBH-Upgrade'!$K$8,$CC3910,($BF3896/(($F3896-18)/100))))+((($B3896-18)/100)*$CB3910))*IF($E3896>50,IF($G3896=11,(1-(($E3896-50)*0.005)),IF($G3896=16,(1-(($E3896-50)*0.005)),IF($G3896=21,(1-(($E3896-50)*0.005)),1))),1)*$CD3910,0)))","v":0},{"$f":"IF($B3896>$F3896,0,IF($C3896>$G3896,0,ROUND((((($F3896-$B3896)/100)*IF('DBH-Upgrade'!$K$6='DBH-Upgrade'!$K$8,$CC3910,($BF3896/(($F3896-18)/100))))+((($B3896-18)/100)*$CB3910))*IF($E3896>50,IF($G3896=11,(1-(($E3896-50)*0.005)),IF($G3896=16,(1-(($E3896-50)*0.005)),IF($G3896=21,(1-(($E3896-50)*0.005)),1))),1),0)))","v":0},0.98,0.98,0.98,0,0,0,0,0,0,0,0,0,0.7,5.5,5.9,7.9,null,1369,null,0.9,null,null,0,13.2,15.1,21.85,null,1,1,1,0,0,0,null,0,0,0,1,2298,4062,502,78,0.83640285665941616,0.77994091438995627,null,1,1,0.99999999999999978,0.99999999999999978,null,0]
["3901001115",{"$f":"'DBH-Upgrade'!$K$8-$CL3897","v":70},15,3,90,100,11,11.5,0,26,30,44.1,1195.44,{"$f":"IF($B3897>$F3897,0,IF($C3897>$G3897,0,ROUND((((($F3897-$B3897)/100)*IF('DBH-Upgrade'!$K$6='DBH-Upgrade'!$K$8,$BZ3911,($BE3897/(($F3897-18)/100))))+((($B3897-18)/100)*$CA3911))*$CE3911,0)))","v":0},{"$f":"IF($B3897>$F3897,0,IF($C3897>$G3897,0,ROUND((((($F3897-$B3897)/100)*IF('DBH-Upgrade'!$K$6='DBH-Upgrade'!$K$8,$BZ3911,($BE3897/(($F3897-18)/100))))+((($B3897-18)/100)*$CA3911))*$CD3911,0)))","v":0},{"$f":"IF($B3897>$F3897,0,IF($C3897>$G3897,0,ROUND(((($F3897-$B3897)/100)*IF('DBH-Upgrade'!$K$6='DBH-Upgrade'!$K$8,$BZ3911,($BE3897/(($F3897-18)/100))))+((($B3897-18)/100)*$CA3911),0)))","v":0},1.5,1.1000000000000001,1.1000000000000001,1.1000000000000001,1195,{"$f":"IF($B3897>$F3897,0,IF($C3897>$G3897,0,ROUND(((($F3897-$B3897)/100)*(IF('DBH-Upgrade'!$K$6='DBH-Upgrade'!$K$8,$BZ3911,($BE3897/(($F3897-18)/100))))*$CH3911)+((($B3897-18)/100)*$CA3911*$CE3911*$CG3911),0)))","v":0},{"$f":"IF($B3897>$F3897,0,IF($C3897>$G3897,0,ROUND(((($F3897-$B3897)/100)*(IF('DBH-Upgrade'!$K$6='DBH-Upgrade'!$K$8,$BZ3911,($BE3897/(($F3897-18)/100))))*$CH3911)+((($B3897-18)/100)*$CA3911*$CD3911*$CG3911),0)))","v":0},{"$f":"IF($B3897>$F3897,0,IF($C3897>$G3897,0,ROUND(((($F3897-$B3897)/100)*(IF('DBH-Upgrade'!$K$6='DBH-Upgrade'!$K$8,$BZ3911,($BE3897/(($F3897-18)/100))))*$CH3911)+((($B3897-18)/100)*$CA3911*$CG3911),0)))","v":0},103,0,0,0,0.10100372704702308,0,0,0,3.969E-4,1.7345999999999999,4,5.7428799999999995E-4,{"$f":"IF($B3897>$F3897,0,IF($C3897>$G3897,0,ROUND((((($F3897-$B3897)/100)*IF('DBH-Upgrade'!$K$6='DBH-Upgrade'!$K$8,$CC3911,($BF3897/(($F3897-18)/100))))+((($B3897-18)/100)*$CB3911))*IF($E3897>50,IF($G3897=11,(1-(($E3897-50)*0.005)),IF($G3897=16,(1-(($E3897-50)*0.005)),IF($G3897=21,(1-(($E3897-50)*0.005)),1))),1)*$CE3911,0)))","v":0},{"$f":"IF($B3897>$F3897,0,IF($C3897>$G3897,0,ROUND((((($F3897-$B3897)/100)*IF('DBH-Upgrade'!$K$6='DBH-Upgrade'!$K$8,$CC3911,($BF3897/(($F3897-18)/100))))+((($B3897-18)/100)*$CB3911))*IF($E3897>50,IF($G3897=11,(1-(($E3897-50)*0.005)),IF($G3897=16,(1-(($E3897-50)*0.005)),IF($G3897=21,(1-(($E3897-50)*0.005)),1))),1)*$CD3911,0)))","v":0},{"$f":"IF($B3897>$F3897,0,IF($C3897>$G3897,0,ROUND((((($F3897-$B3897)/100)*IF('DBH-Upgrade'!$K$6='DBH-Upgrade'!$K$8,$CC3911,($BF3897/(($F3897-18)/100))))+((($B3897-18)/100)*$CB3911))*IF($E3897>50,IF($G3897=11,(1-(($E3897-50)*0.005)),IF($G3897=16,(1-(($E3897-50)*0.005)),IF($G3897=21,(1-(($E3897-50)*0.005)),1))),1),0)))","v":0},0.95,0.95,0.95,0,0,0,0,0,0,0,0,0,1.3,5.5,5.9,7.9,null,1758,null,0.68,null,null,0,13.2,15.1,21.85,null,1,1,1,0,0,0,null,0,0,0,1,2489,6098,791,92,0.75555534806492441,0.70383877729866806,null,1,1,0.99999999999999978,0.99999999999999978,null,0]
["3901001515",{"$f":"'DBH-Upgrade'!$K$8-$CL3898","v":70},15,3,90,100,15,16.5,0,26,30,44.1,1696,{"$f":"IF($B3898>$F3898,0,IF($C3898>$G3898,0,ROUND((((($F3898-$B3898)/100)*IF('DBH-Upgrade'!$K$6='DBH-Upgrade'!$K$8,$BZ3912,($BE3898/(($F3898-18)/100))))+((($B3898-18)/100)*$CA3912))*$CE3912,0)))","v":1469},{"$f":"IF($B3898>$F3898,0,IF($C3898>$G3898,0,ROUND((((($F3898-$B3898)/100)*IF('DBH-Upgrade'!$K$6='DBH-Upgrade'!$K$8,$BZ3912,($BE3898/(($F3898-18)/100))))+((($B3898-18)/100)*$CA3912))*$CD3912,0)))","v":1573},{"$f":"IF($B3898>$F3898,0,IF($C3898>$G3898,0,ROUND(((($F3898-$B3898)/100)*IF('DBH-Upgrade'!$K$6='DBH-Upgrade'!$K$8,$BZ3912,($BE3898/(($F3898-18)/100))))+((($B3898-18)/100)*$CA3912),0)))","v":2168},1.5,1.08,1.08,1.08,1696,{"$f":"IF($B3898>$F3898,0,IF($C3898>$G3898,0,ROUND(((($F3898-$B3898)/100)*(IF('DBH-Upgrade'!$K$6='DBH-Upgrade'!$K$8,$BZ3912,($BE3898/(($F3898-18)/100))))*$CH3912)+((($B3898-18)/100)*$CA3912*$CE3912*$CG3912),0)))","v":1625},{"$f":"IF($B3898>$F3898,0,IF($C3898>$G3898,0,ROUND(((($F3898-$B3898)/100)*(IF('DBH-Upgrade'!$K$6='DBH-Upgrade'!$K$8,$BZ3912,($BE3898/(($F3898-18)/100))))*$CH3912)+((($B3898-18)/100)*$CA3912*$CD3912*$CG3912),0)))","v":1706},{"$f":"IF($B3898>$F3898,0,IF($C3898>$G3898,0,ROUND(((($F3898-$B3898)/100)*(IF('DBH-Upgrade'!$K$6='DBH-Upgrade'!$K$8,$BZ3912,($BE3898/(($F3898-18)/100))))*$CH3912)+((($B3898-18)/100)*$CA3912*$CG3912),0)))","v":2168},146,140,147,186,0.11530083324672701,0.10622044057259034,0.11684978416913024,0.18515868918786854,2.0829999999999999E-4,1.724,2,4.6182900000000003E-4,{"$f":"IF($B3898>$F3898,0,IF($C3898>$G3898,0,ROUND((((($F3898-$B3898)/100)*IF('DBH-Upgrade'!$K$6='DBH-Upgrade'!$K$8,$CC3912,($BF3898/(($F3898-18)/100))))+((($B3898-18)/100)*$CB3912))*IF($E3898>50,IF($G3898=11,(1-(($E3898-50)*0.005)),IF($G3898=16,(1-(($E3898-50)*0.005)),IF($G3898=21,(1-(($E3898-50)*0.005)),1))),1)*$CE3912,0)))","v":169},{"$f":"IF($B3898>$F3898,0,IF($C3898>$G3898,0,ROUND((((($F3898-$B3898)/100)*IF('DBH-Upgrade'!$K$6='DBH-Upgrade'!$K$8,$CC3912,($BF3898/(($F3898-18)/100))))+((($B3898-18)/100)*$CB3912))*IF($E3898>50,IF($G3898=11,(1-(($E3898-50)*0.005)),IF($G3898=16,(1-(($E3898-50)*0.005)),IF($G3898=21,(1-(($E3898-50)*0.005)),1))),1)*$CD3912,0)))","v":180},{"$f":"IF($B3898>$F3898,0,IF($C3898>$G3898,0,ROUND((((($F3898-$B3898)/100)*IF('DBH-Upgrade'!$K$6='DBH-Upgrade'!$K$8,$CC3912,($BF3898/(($F3898-18)/100))))+((($B3898-18)/100)*$CB3912))*IF($E3898>50,IF($G3898=11,(1-(($E3898-50)*0.005)),IF($G3898=16,(1-(($E3898-50)*0.005)),IF($G3898=21,(1-(($E3898-50)*0.005)),1))),1),0)))","v":249},1.01,1.01,1.01,{"$f":"IF($B3898>$F3898,0,IF($C3898>$G3898,0,ROUND(((($F3898-$B3898)/100)*($BF3898/(($F3898-18)/100))*$CJ3912)+((($B3898-18)/100)*$CB3912*$CE3912*$CI3912),0)))","v":156},{"$f":"IF($B3898>$F3898,0,IF($C3898>$G3898,0,ROUND(((($F3898-$B3898)/100)*($BF3898/(($F3898-18)/100))*$CJ3912)+((($B3898-18)/100)*$CB3912*$CD3912*$CI3912),0)))","v":167},{"$f":"IF($B3898>$F3898,0,IF($C3898>$G3898,0,ROUND(((($F3898-$B3898)/100)*($BF3898/(($F3898-18)/100))*$CJ3912)+((($B3898-18)/100)*$CB3912*$CI3912),0)))","v":230},67,72,99,2.5232423143198904E-2,2.9027329048777435E-2,5.3994525177584914E-2,1,{"$f":"IF($B3898>$F3898,$BM$1,CT$21)","v":5.5},{"$f":"IF($B3898>$F3898,$BM$1,CU$21)","v":5.9},{"$f":"IF($B3898>$F3898,$BM$1,CV$21)","v":7.9},null,2120,null,{"$f":"IF($G3898=10,$CU$61,IF($G3898=11,$CU$62,IF($G3898=15,$CU$63,IF($G3898=16,$CU$64,IF($G3898=20,$CU$65,IF($G3898=21,$CU$66))))))","v":0.8},null,null,0,{"$f":"IF($B3898>$F3898,$BM$1,CQ$21)","v":13.2},{"$f":"IF($B3898>$F3898,$BM$1,CR$21)","v":15.1},{"$f":"IF($B3898>$F3898,$BM$1,CS$21)","v":21.85},null,1,1,1,156,167,230,null,0,0,0,{"$f":"IF(SUM(BV3898:BX3898)=0,1,0)","v":1},{"$error":"#VALUE!"},0,0,{"$error":"#VALUE!"},0.82845886137907021,0.77133936020072458,null,1,1,0.99999999999999978,0.99999999999999978,null,0]
["3901001615",{"$f":"'DBH-Upgrade'!$K$8-$CL3899","v":70},15,3,90,100,16,16.5,0,26,30,44.1,1765.2800000000002,{"$f":"IF($B3899>$F3899,0,IF($C3899>$G3899,0,ROUND((((($F3899-$B3899)/100)*IF('DBH-Upgrade'!$K$6='DBH-Upgrade'!$K$8,$BZ3913,($BE3899/(($F3899-18)/100))))+((($B3899-18)/100)*$CA3913))*$CE3913,0)))","v":2326},{"$f":"IF($B3899>$F3899,0,IF($C3899>$G3899,0,ROUND((((($F3899-$B3899)/100)*IF('DBH-Upgrade'!$K$6='DBH-Upgrade'!$K$8,$BZ3913,($BE3899/(($F3899-18)/100))))+((($B3899-18)/100)*$CA3913))*$CD3913,0)))","v":2491},{"$f":"IF($B3899>$F3899,0,IF($C3899>$G3899,0,ROUND(((($F3899-$B3899)/100)*IF('DBH-Upgrade'!$K$6='DBH-Upgrade'!$K$8,$BZ3913,($BE3899/(($F3899-18)/100))))+((($B3899-18)/100)*$CA3913),0)))","v":3434},1.5,1.1000000000000001,1.1000000000000001,1.1000000000000001,1765,{"$f":"IF($B3899>$F3899,0,IF($C3899>$G3899,0,ROUND(((($F3899-$B3899)/100)*(IF('DBH-Upgrade'!$K$6='DBH-Upgrade'!$K$8,$BZ3913,($BE3899/(($F3899-18)/100))))*$CH3913)+((($B3899-18)/100)*$CA3913*$CE3913*$CG3913),0)))","v":2639},{"$f":"IF($B3899>$F3899,0,IF($C3899>$G3899,0,ROUND(((($F3899-$B3899)/100)*(IF('DBH-Upgrade'!$K$6='DBH-Upgrade'!$K$8,$BZ3913,($BE3899/(($F3899-18)/100))))*$CH3913)+((($B3899-18)/100)*$CA3913*$CD3913*$CG3913),0)))","v":2758},{"$f":"IF($B3899>$F3899,0,IF($C3899>$G3899,0,ROUND(((($F3899-$B3899)/100)*(IF('DBH-Upgrade'!$K$6='DBH-Upgrade'!$K$8,$BZ3913,($BE3899/(($F3899-18)/100))))*$CH3913)+((($B3899-18)/100)*$CA3913*$CG3913),0)))","v":3434},152,227,237,295,0.35571541127757916,0.78392190652813776,0.8534722991447381,1.3144357673459985,2.0829999999999999E-4,1.724,4,1.392796E-3,{"$f":"IF($B3899>$F3899,0,IF($C3899>$G3899,0,ROUND((((($F3899-$B3899)/100)*IF('DBH-Upgrade'!$K$6='DBH-Upgrade'!$K$8,$CC3913,($BF3899/(($F3899-18)/100))))+((($B3899-18)/100)*$CB3913))*IF($E3899>50,IF($G3899=11,(1-(($E3899-50)*0.005)),IF($G3899=16,(1-(($E3899-50)*0.005)),IF($G3899=21,(1-(($E3899-50)*0.005)),1))),1)*$CE3913,0)))","v":217},{"$f":"IF($B3899>$F3899,0,IF($C3899>$G3899,0,ROUND((((($F3899-$B3899)/100)*IF('DBH-Upgrade'!$K$6='DBH-Upgrade'!$K$8,$CC3913,($BF3899/(($F3899-18)/100))))+((($B3899-18)/100)*$CB3913))*IF($E3899>50,IF($G3899=11,(1-(($E3899-50)*0.005)),IF($G3899=16,(1-(($E3899-50)*0.005)),IF($G3899=21,(1-(($E3899-50)*0.005)),1))),1)*$CD3913,0)))","v":232},{"$f":"IF($B3899>$F3899,0,IF($C3899>$G3899,0,ROUND((((($F3899-$B3899)/100)*IF('DBH-Upgrade'!$K$6='DBH-Upgrade'!$K$8,$CC3913,($BF3899/(($F3899-18)/100))))+((($B3899-18)/100)*$CB3913))*IF($E3899>50,IF($G3899=11,(1-(($E3899-50)*0.005)),IF($G3899=16,(1-(($E3899-50)*0.005)),IF($G3899=21,(1-(($E3899-50)*0.005)),1))),1),0)))","v":320},0.95,0.95,0.95,255,273,377,110,117,162,0.18826828954973734,0.21255069577288607,0.403260537937074,2,5.5,5.9,7.9,null,2596,null,0.68,null,null,0,13.2,15.1,21.85,null,1,1,1,255,273,377,null,0,0,0,1,{"$error":"#VALUE!"},0,0,{"$error":"#VALUE!"},0.82845886137907021,0.77133936020072458,null,1,1,0.99999999999999978,0.99999999999999978,null,{"$f":"IF($G3899=10,IF($F3899=280,20,IF($F3899=300,40,0)),IF($G3899=11,IF($F3899=280,20,IF($F3899=300,40,0)),IF($G3899=15,IF($F3899=70,10,IF($F3899=110,10,IF($F3899=180,20,IF($F3899=260,20,IF($F3899=300,20,0))))),IF($G3899=16,IF($F3899=70,10,IF($F3899=110,10,IF($F3899=180,20,IF($F3899=260,20,IF($F3899=300,20,0))))),IF($G3899=20,IF($F3899=70,10,IF($F3899=110,10,IF($F3899=180,20,IF($F3899=260,20,IF($F3899=300,20,0))))),IF($G3899=21,IF($F3899=70,10,IF($F3899=110,10,IF($F3899=180,20,IF($F3899=260,20,IF($F3899=300,20,0))))),\"Error\"))))))","v":0}]
["3901002015",{"$f":"'DBH-Upgrade'!$K$8-$CL3900","v":70},15,3,90,100,20,21.5,0,26,30,44.1,2365.6,{"$f":"IF($B3900>$F3900,0,IF($C3900>$G3900,0,ROUND((((($F3900-$B3900)/100)*IF('DBH-Upgrade'!$K$6='DBH-Upgrade'!$K$8,$BZ3914,($BE3900/(($F3900-18)/100))))+((($B3900-18)/100)*$CA3914))*$CE3914,0)))","v":2119},{"$f":"IF($B3900>$F3900,0,IF($C3900>$G3900,0,ROUND((((($F3900-$B3900)/100)*IF('DBH-Upgrade'!$K$6='DBH-Upgrade'!$K$8,$BZ3914,($BE3900/(($F3900-18)/100))))+((($B3900-18)/100)*$CA3914))*$CD3914,0)))","v":2282},{"$f":"IF($B3900>$F3900,0,IF($C3900>$G3900,0,ROUND(((($F3900-$B3900)/100)*IF('DBH-Upgrade'!$K$6='DBH-Upgrade'!$K$8,$BZ3914,($BE3900/(($F3900-18)/100))))+((($B3900-18)/100)*$CA3914),0)))","v":2802},1.5,1.08,1.08,1.08,2366,{"$f":"IF($B3900>$F3900,0,IF($C3900>$G3900,0,ROUND(((($F3900-$B3900)/100)*(IF('DBH-Upgrade'!$K$6='DBH-Upgrade'!$K$8,$BZ3914,($BE3900/(($F3900-18)/100))))*$CH3914)+((($B3900-18)/100)*$CA3914*$CE3914*$CG3914),0)))","v":2287},{"$f":"IF($B3900>$F3900,0,IF($C3900>$G3900,0,ROUND(((($F3900-$B3900)/100)*(IF('DBH-Upgrade'!$K$6='DBH-Upgrade'!$K$8,$BZ3914,($BE3900/(($F3900-18)/100))))*$CH3914)+((($B3900-18)/100)*$CA3914*$CD3914*$CG3914),0)))","v":2410},{"$f":"IF($B3900>$F3900,0,IF($C3900>$G3900,0,ROUND(((($F3900-$B3900)/100)*(IF('DBH-Upgrade'!$K$6='DBH-Upgrade'!$K$8,$BZ3914,($BE3900/(($F3900-18)/100))))*$CH3914)+((($B3900-18)/100)*$CA3914*$CG3914),0)))","v":2802},203,197,207,241,0.17222433094052195,0.1623528790346003,0.17896508626109381,0.24141516857472908,1.2760000000000001E-4,1.7219,2,3.76611E-4,{"$f":"IF($B3900>$F3900,0,IF($C3900>$G3900,0,ROUND((((($F3900-$B3900)/100)*IF('DBH-Upgrade'!$K$6='DBH-Upgrade'!$K$8,$CC3914,($BF3900/(($F3900-18)/100))))+((($B3900-18)/100)*$CB3914))*IF($E3900>50,IF($G3900=11,(1-(($E3900-50)*0.005)),IF($G3900=16,(1-(($E3900-50)*0.005)),IF($G3900=21,(1-(($E3900-50)*0.005)),1))),1)*$CE3914,0)))","v":215},{"$f":"IF($B3900>$F3900,0,IF($C3900>$G3900,0,ROUND((((($F3900-$B3900)/100)*IF('DBH-Upgrade'!$K$6='DBH-Upgrade'!$K$8,$CC3914,($BF3900/(($F3900-18)/100))))+((($B3900-18)/100)*$CB3914))*IF($E3900>50,IF($G3900=11,(1-(($E3900-50)*0.005)),IF($G3900=16,(1-(($E3900-50)*0.005)),IF($G3900=21,(1-(($E3900-50)*0.005)),1))),1)*$CD3914,0)))","v":232},{"$f":"IF($B3900>$F3900,0,IF($C3900>$G3900,0,ROUND((((($F3900-$B3900)/100)*IF('DBH-Upgrade'!$K$6='DBH-Upgrade'!$K$8,$CC3914,($BF3900/(($F3900-18)/100))))+((($B3900-18)/100)*$CB3914))*IF($E3900>50,IF($G3900=11,(1-(($E3900-50)*0.005)),IF($G3900=16,(1-(($E3900-50)*0.005)),IF($G3900=21,(1-(($E3900-50)*0.005)),1))),1),0)))","v":284},0.95,0.95,0.95,197,213,261,85,92,112,3.116215570019424E-2,3.6391431986644886E-2,5.352708778016281E-2,1.3,5.5,5.9,7.9,null,2957,null,0.8,null,null,0,13.2,15.1,21.85,null,1,1,1,197,213,261,null,0,0,0,1,1615,3238,442,63,0.74531089933631789,0.69504144552059222,null,1,1,0.99999999999999978,0.99999999999999978,null,0]
["3901002115",{"$f":"'DBH-Upgrade'!$K$8-$CL3901","v":70},15,3,90,100,21,21.5,0,26,30,44.1,3016,{"$f":"IF($B3901>$F3901,0,IF($C3901>$G3901,0,ROUND((((($F3901-$B3901)/100)*IF('DBH-Upgrade'!$K$6='DBH-Upgrade'!$K$8,$BZ3915,($BE3901/(($F3901-18)/100))))+((($B3901-18)/100)*$CA3915))*$CE3915,0)))","v":2654},{"$f":"IF($B3901>$F3901,0,IF($C3901>$G3901,0,ROUND((((($F3901-$B3901)/100)*IF('DBH-Upgrade'!$K$6='DBH-Upgrade'!$K$8,$BZ3915,($BE3901/(($F3901-18)/100))))+((($B3901-18)/100)*$CA3915))*$CD3915,0)))","v":2842},{"$f":"IF($B3901>$F3901,0,IF($C3901>$G3901,0,ROUND(((($F3901-$B3901)/100)*IF('DBH-Upgrade'!$K$6='DBH-Upgrade'!$K$8,$BZ3915,($BE3901/(($F3901-18)/100))))+((($B3901-18)/100)*$CA3915),0)))","v":3918},1.5,1.05,1.05,1.05,3016,{"$f":"IF($B3901>$F3901,0,IF($C3901>$G3901,0,ROUND(((($F3901-$B3901)/100)*(IF('DBH-Upgrade'!$K$6='DBH-Upgrade'!$K$8,$BZ3915,($BE3901/(($F3901-18)/100))))*$CH3915)+((($B3901-18)/100)*$CA3915*$CE3915*$CG3915),0)))","v":2895},{"$f":"IF($B3901>$F3901,0,IF($C3901>$G3901,0,ROUND(((($F3901-$B3901)/100)*(IF('DBH-Upgrade'!$K$6='DBH-Upgrade'!$K$8,$BZ3915,($BE3901/(($F3901-18)/100))))*$CH3915)+((($B3901-18)/100)*$CA3915*$CD3915*$CG3915),0)))","v":3047},{"$f":"IF($B3901>$F3901,0,IF($C3901>$G3901,0,ROUND(((($F3901-$B3901)/100)*(IF('DBH-Upgrade'!$K$6='DBH-Upgrade'!$K$8,$BZ3915,($BE3901/(($F3901-18)/100))))*$CH3915)+((($B3901-18)/100)*$CA3915*$CG3915),0)))","v":3918},259,249,262,337,0.39927765242329455,0.36966388513568182,0.4083804969729789,0.66866227086254926,1.2760000000000001E-4,1.7219,4,5.1420100000000005E-4,{"$f":"IF($B3901>$F3901,0,IF($C3901>$G3901,0,ROUND((((($F3901-$B3901)/100)*IF('DBH-Upgrade'!$K$6='DBH-Upgrade'!$K$8,$CC3915,($BF3901/(($F3901-18)/100))))+((($B3901-18)/100)*$CB3915))*IF($E3901>50,IF($G3901=11,(1-(($E3901-50)*0.005)),IF($G3901=16,(1-(($E3901-50)*0.005)),IF($G3901=21,(1-(($E3901-50)*0.005)),1))),1)*$CE3915,0)))","v":238},{"$f":"IF($B3901>$F3901,0,IF($C3901>$G3901,0,ROUND((((($F3901-$B3901)/100)*IF('DBH-Upgrade'!$K$6='DBH-Upgrade'!$K$8,$CC3915,($BF3901/(($F3901-18)/100))))+((($B3901-18)/100)*$CB3915))*IF($E3901>50,IF($G3901=11,(1-(($E3901-50)*0.005)),IF($G3901=16,(1-(($E3901-50)*0.005)),IF($G3901=21,(1-(($E3901-50)*0.005)),1))),1)*$CD3915,0)))","v":255},{"$f":"IF($B3901>$F3901,0,IF($C3901>$G3901,0,ROUND((((($F3901-$B3901)/100)*IF('DBH-Upgrade'!$K$6='DBH-Upgrade'!$K$8,$CC3915,($BF3901/(($F3901-18)/100))))+((($B3901-18)/100)*$CB3915))*IF($E3901>50,IF($G3901=11,(1-(($E3901-50)*0.005)),IF($G3901=16,(1-(($E3901-50)*0.005)),IF($G3901=21,(1-(($E3901-50)*0.005)),1))),1),0)))","v":351},0.85,0.85,0.85,279,298,411,120,128,177,8.8847730160492647E-2,0.10075940988627137,0.18966984816155999,2.7,5.5,5.9,7.9,null,3770,null,0.8,null,null,0,13.2,15.1,21.85,null,1,1,1,279,298,411,null,0,0,0,1,3238,4735,725,75,0.74531089933631789,0.69504144552059222,null,1,1,0.99999999999999978,0.99999999999999978,null,0]
["3901101015",{"$f":"'DBH-Upgrade'!$K$8-$CL3902","v":70},15,3,90,110,10,11.5,0,26,30,44.1,{"$f":"BE3902*BG3902","v":1355.4},{"$f":"IF($B3902>$F3902,0,IF($C3902>$G3902,0,ROUND((((($F3902-$B3902)/100)*IF('DBH-Upgrade'!$K$6='DBH-Upgrade'!$K$8,$BZ3916,($BE3902/(($F3902-18)/100))))+((($B3902-18)/100)*$CA3916))*$CE3916,0)))","v":0},{"$f":"IF($B3902>$F3902,0,IF($C3902>$G3902,0,ROUND((((($F3902-$B3902)/100)*IF('DBH-Upgrade'!$K$6='DBH-Upgrade'!$K$8,$BZ3916,($BE3902/(($F3902-18)/100))))+((($B3902-18)/100)*$CA3916))*$CD3916,0)))","v":0},{"$f":"IF($B3902>$F3902,0,IF($C3902>$G3902,0,ROUND(((($F3902-$B3902)/100)*IF('DBH-Upgrade'!$K$6='DBH-Upgrade'!$K$8,$BZ3916,($BE3902/(($F3902-18)/100))))+((($B3902-18)/100)*$CA3916),0)))","v":0},1.5,1.08,1.08,1.08,1355,{"$f":"IF($B3902>$F3902,0,IF($C3902>$G3902,0,ROUND(((($F3902-$B3902)/100)*(IF('DBH-Upgrade'!$K$6='DBH-Upgrade'!$K$8,$BZ3916,($BE3902/(($F3902-18)/100))))*$CH3916)+((($B3902-18)/100)*$CA3916*$CE3916*$CG3916),0)))","v":0},{"$f":"IF($B3902>$F3902,0,IF($C3902>$G3902,0,ROUND(((($F3902-$B3902)/100)*(IF('DBH-Upgrade'!$K$6='DBH-Upgrade'!$K$8,$BZ3916,($BE3902/(($F3902-18)/100))))*$CH3916)+((($B3902-18)/100)*$CA3916*$CD3916*$CG3916),0)))","v":0},{"$f":"IF($B3902>$F3902,0,IF($C3902>$G3902,0,ROUND(((($F3902-$B3902)/100)*(IF('DBH-Upgrade'!$K$6='DBH-Upgrade'!$K$8,$BZ3916,($BE3902/(($F3902-18)/100))))*$CH3916)+((($B3902-18)/100)*$CA3916*$CG3916),0)))","v":0},117,0,0,0,7.8045797668691283E-2,0,0,0,3.969E-4,1.7345999999999999,2,3.6734700000000002E-4,{"$f":"IF($B3902>$F3902,0,IF($C3902>$G3902,0,ROUND((((($F3902-$B3902)/100)*IF('DBH-Upgrade'!$K$6='DBH-Upgrade'!$K$8,$CC3916,($BF3902/(($F3902-18)/100))))+((($B3902-18)/100)*$CB3916))*IF($E3902>50,IF($G3902=11,(1-(($E3902-50)*0.005)),IF($G3902=16,(1-(($E3902-50)*0.005)),IF($G3902=21,(1-(($E3902-50)*0.005)),1))),1)*$CE3916,0)))","v":0},{"$f":"IF($B3902>$F3902,0,IF($C3902>$G3902,0,ROUND((((($F3902-$B3902)/100)*IF('DBH-Upgrade'!$K$6='DBH-Upgrade'!$K$8,$CC3916,($BF3902/(($F3902-18)/100))))+((($B3902-18)/100)*$CB3916))*IF($E3902>50,IF($G3902=11,(1-(($E3902-50)*0.005)),IF($G3902=16,(1-(($E3902-50)*0.005)),IF($G3902=21,(1-(($E3902-50)*0.005)),1))),1)*$CD3916,0)))","v":0},{"$f":"IF($B3902>$F3902,0,IF($C3902>$G3902,0,ROUND((((($F3902-$B3902)/100)*IF('DBH-Upgrade'!$K$6='DBH-Upgrade'!$K$8,$CC3916,($BF3902/(($F3902-18)/100))))+((($B3902-18)/100)*$CB3916))*IF($E3902>50,IF($G3902=11,(1-(($E3902-50)*0.005)),IF($G3902=16,(1-(($E3902-50)*0.005)),IF($G3902=21,(1-(($E3902-50)*0.005)),1))),1),0)))","v":0},0.98,0.98,0.98,0,0,0,0,0,0,0,0,0,0.7,5.5,5.9,7.9,null,1506,null,0.9,null,null,0,13.2,15.1,21.85,null,1,1,1,0,0,0,null,0,0,0,1,2298,4062,502,78,0.82845886137907021,0.77133936020072458,null,1,1,0.99999999999999978,0.99999999999999978,null,0]
["3901101115",{"$f":"'DBH-Upgrade'!$K$8-$CL3903","v":70},15,3,90,110,11,11.5,0,26,30,44.1,1315.1200000000001,{"$f":"IF($B3903>$F3903,0,IF($C3903>$G3903,0,ROUND((((($F3903-$B3903)/100)*IF('DBH-Upgrade'!$K$6='DBH-Upgrade'!$K$8,$BZ3917,($BE3903/(($F3903-18)/100))))+((($B3903-18)/100)*$CA3917))*$CE3917,0)))","v":0},{"$f":"IF($B3903>$F3903,0,IF($C3903>$G3903,0,ROUND((((($F3903-$B3903)/100)*IF('DBH-Upgrade'!$K$6='DBH-Upgrade'!$K$8,$BZ3917,($BE3903/(($F3903-18)/100))))+((($B3903-18)/100)*$CA3917))*$CD3917,0)))","v":0},{"$f":"IF($B3903>$F3903,0,IF($C3903>$G3903,0,ROUND(((($F3903-$B3903)/100)*IF('DBH-Upgrade'!$K$6='DBH-Upgrade'!$K$8,$BZ3917,($BE3903/(($F3903-18)/100))))+((($B3903-18)/100)*$CA3917),0)))","v":0},1.5,1.1000000000000001,1.1000000000000001,1.1000000000000001,1315,{"$f":"IF($B3903>$F3903,0,IF($C3903>$G3903,0,ROUND(((($F3903-$B3903)/100)*(IF('DBH-Upgrade'!$K$6='DBH-Upgrade'!$K$8,$BZ3917,($BE3903/(($F3903-18)/100))))*$CH3917)+((($B3903-18)/100)*$CA3917*$CE3917*$CG3917),0)))","v":0},{"$f":"IF($B3903>$F3903,0,IF($C3903>$G3903,0,ROUND(((($F3903-$B3903)/100)*(IF('DBH-Upgrade'!$K$6='DBH-Upgrade'!$K$8,$BZ3917,($BE3903/(($F3903-18)/100))))*$CH3917)+((($B3903-18)/100)*$CA3917*$CD3917*$CG3917),0)))","v":0},{"$f":"IF($B3903>$F3903,0,IF($C3903>$G3903,0,ROUND(((($F3903-$B3903)/100)*(IF('DBH-Upgrade'!$K$6='DBH-Upgrade'!$K$8,$BZ3917,($BE3903/(($F3903-18)/100))))*$CH3917)+((($B3903-18)/100)*$CA3917*$CG3917),0)))","v":0},113,0,0,0,0.12602624713685845,0,0,0,3.969E-4,1.7345999999999999,4,5.7428799999999995E-4,{"$f":"IF($B3903>$F3903,0,IF($C3903>$G3903,0,ROUND((((($F3903-$B3903)/100)*IF('DBH-Upgrade'!$K$6='DBH-Upgrade'!$K$8,$CC3917,($BF3903/(($F3903-18)/100))))+((($B3903-18)/100)*$CB3917))*IF($E3903>50,IF($G3903=11,(1-(($E3903-50)*0.005)),IF($G3903=16,(1-(($E3903-50)*0.005)),IF($G3903=21,(1-(($E3903-50)*0.005)),1))),1)*$CE3917,0)))","v":0},{"$f":"IF($B3903>$F3903,0,IF($C3903>$G3903,0,ROUND((((($F3903-$B3903)/100)*IF('DBH-Upgrade'!$K$6='DBH-Upgrade'!$K$8,$CC3917,($BF3903/(($F3903-18)/100))))+((($B3903-18)/100)*$CB3917))*IF($E3903>50,IF($G3903=11,(1-(($E3903-50)*0.005)),IF($G3903=16,(1-(($E3903-50)*0.005)),IF($G3903=21,(1-(($E3903-50)*0.005)),1))),1)*$CD3917,0)))","v":0},{"$f":"IF($B3903>$F3903,0,IF($C3903>$G3903,0,ROUND((((($F3903-$B3903)/100)*IF('DBH-Upgrade'!$K$6='DBH-Upgrade'!$K$8,$CC3917,($BF3903/(($F3903-18)/100))))+((($B3903-18)/100)*$CB3917))*IF($E3903>50,IF($G3903=11,(1-(($E3903-50)*0.005)),IF($G3903=16,(1-(($E3903-50)*0.005)),IF($G3903=21,(1-(($E3903-50)*0.005)),1))),1),0)))","v":0},0.95,0.95,0.95,0,0,0,0,0,0,0,0,0,1.5,5.5,5.9,7.9,null,1934,null,0.68,null,null,0,13.2,15.1,21.85,null,1,1,1,0,0,0,null,0,0,0,1,2489,6098,791,92,0.74531089933631789,0.69504144552059222,null,1,1,0.99999999999999978,0.99999999999999978,null,0]
["3901101515",{"$f":"'DBH-Upgrade'!$K$8-$CL3904","v":60},15,3,90,110,15,16.5,0,26,30,44.1,1865.6000000000001,{"$f":"IF($B3904>$F3904,0,IF($C3904>$G3904,0,ROUND((((($F3904-$B3904)/100)*IF('DBH-Upgrade'!$K$6='DBH-Upgrade'!$K$8,$BZ3918,($BE3904/(($F3904-18)/100))))+((($B3904-18)/100)*$CA3918))*$CE3918,0)))","v":1468},{"$f":"IF($B3904>$F3904,0,IF($C3904>$G3904,0,ROUND((((($F3904-$B3904)/100)*IF('DBH-Upgrade'!$K$6='DBH-Upgrade'!$K$8,$BZ3918,($BE3904/(($F3904-18)/100))))+((($B3904-18)/100)*$CA3918))*$CD3918,0)))","v":1572},{"$f":"IF($B3904>$F3904,0,IF($C3904>$G3904,0,ROUND(((($F3904-$B3904)/100)*IF('DBH-Upgrade'!$K$6='DBH-Upgrade'!$K$8,$BZ3918,($BE3904/(($F3904-18)/100))))+((($B3904-18)/100)*$CA3918),0)))","v":2167},1.5,1.08,1.08,1.08,1866,{"$f":"IF($B3904>$F3904,0,IF($C3904>$G3904,0,ROUND(((($F3904-$B3904)/100)*(IF('DBH-Upgrade'!$K$6='DBH-Upgrade'!$K$8,$BZ3918,($BE3904/(($F3904-18)/100))))*$CH3918)+((($B3904-18)/100)*$CA3918*$CE3918*$CG3918),0)))","v":1729},{"$f":"IF($B3904>$F3904,0,IF($C3904>$G3904,0,ROUND(((($F3904-$B3904)/100)*(IF('DBH-Upgrade'!$K$6='DBH-Upgrade'!$K$8,$BZ3918,($BE3904/(($F3904-18)/100))))*$CH3918)+((($B3904-18)/100)*$CA3918*$CD3918*$CG3918),0)))","v":1794},{"$f":"IF($B3904>$F3904,0,IF($C3904>$G3904,0,ROUND(((($F3904-$B3904)/100)*(IF('DBH-Upgrade'!$K$6='DBH-Upgrade'!$K$8,$BZ3918,($BE3904/(($F3904-18)/100))))*$CH3918)+((($B3904-18)/100)*$CA3918*$CG3918),0)))","v":2167},160,149,154,186,0.14048468194372929,0.12225595554100234,0.13038777510015997,0.18849745268841395,2.0829999999999999E-4,1.724,2,4.6182900000000003E-4,{"$f":"IF($B3904>$F3904,0,IF($C3904>$G3904,0,ROUND((((($F3904-$B3904)/100)*IF('DBH-Upgrade'!$K$6='DBH-Upgrade'!$K$8,$CC3918,($BF3904/(($F3904-18)/100))))+((($B3904-18)/100)*$CB3918))*IF($E3904>50,IF($G3904=11,(1-(($E3904-50)*0.005)),IF($G3904=16,(1-(($E3904-50)*0.005)),IF($G3904=21,(1-(($E3904-50)*0.005)),1))),1)*$CE3918,0)))","v":147},{"$f":"IF($B3904>$F3904,0,IF($C3904>$G3904,0,ROUND((((($F3904-$B3904)/100)*IF('DBH-Upgrade'!$K$6='DBH-Upgrade'!$K$8,$CC3918,($BF3904/(($F3904-18)/100))))+((($B3904-18)/100)*$CB3918))*IF($E3904>50,IF($G3904=11,(1-(($E3904-50)*0.005)),IF($G3904=16,(1-(($E3904-50)*0.005)),IF($G3904=21,(1-(($E3904-50)*0.005)),1))),1)*$CD3918,0)))","v":158},{"$f":"IF($B3904>$F3904,0,IF($C3904>$G3904,0,ROUND((((($F3904-$B3904)/100)*IF('DBH-Upgrade'!$K$6='DBH-Upgrade'!$K$8,$CC3918,($BF3904/(($F3904-18)/100))))+((($B3904-18)/100)*$CB3918))*IF($E3904>50,IF($G3904=11,(1-(($E3904-50)*0.005)),IF($G3904=16,(1-(($E3904-50)*0.005)),IF($G3904=21,(1-(($E3904-50)*0.005)),1))),1),0)))","v":217},1.01,1.01,1.01,126,135,186,54,58,80,1.6982457195691504E-2,1.9506286553942091E-2,3.6418902007834965E-2,1.1000000000000001,5.5,5.9,7.9,null,2332,null,0.8,null,null,0,13.2,15.1,21.85,null,1,1,1,126,135,186,null,0,0,0,1,{"$error":"#VALUE!"},0,0,{"$error":"#VALUE!"},0.8212441545440573,0.76343880970753542,null,1,1,0.99999999999999978,0.99999999999999978,null,10]
["3901101615",{"$f":"'DBH-Upgrade'!$K$8-$CL3905","v":60},15,3,90,110,16,16.5,0,26,30,44.1,1942.0800000000002,{"$f":"IF($B3905>$F3905,0,IF($C3905>$G3905,0,ROUND((((($F3905-$B3905)/100)*IF('DBH-Upgrade'!$K$6='DBH-Upgrade'!$K$8,$BZ3919,($BE3905/(($F3905-18)/100))))+((($B3905-18)/100)*$CA3919))*$CE3919,0)))","v":2444},{"$f":"IF($B3905>$F3905,0,IF($C3905>$G3905,0,ROUND((((($F3905-$B3905)/100)*IF('DBH-Upgrade'!$K$6='DBH-Upgrade'!$K$8,$BZ3919,($BE3905/(($F3905-18)/100))))+((($B3905-18)/100)*$CA3919))*$CD3919,0)))","v":2617},{"$f":"IF($B3905>$F3905,0,IF($C3905>$G3905,0,ROUND(((($F3905-$B3905)/100)*IF('DBH-Upgrade'!$K$6='DBH-Upgrade'!$K$8,$BZ3919,($BE3905/(($F3905-18)/100))))+((($B3905-18)/100)*$CA3919),0)))","v":3608},1.5,1.1000000000000001,1.1000000000000001,1.1000000000000001,1942,{"$f":"IF($B3905>$F3905,0,IF($C3905>$G3905,0,ROUND(((($F3905-$B3905)/100)*(IF('DBH-Upgrade'!$K$6='DBH-Upgrade'!$K$8,$BZ3919,($BE3905/(($F3905-18)/100))))*$CH3919)+((($B3905-18)/100)*$CA3919*$CE3919*$CG3919),0)))","v":2966},{"$f":"IF($B3905>$F3905,0,IF($C3905>$G3905,0,ROUND(((($F3905-$B3905)/100)*(IF('DBH-Upgrade'!$K$6='DBH-Upgrade'!$K$8,$BZ3919,($BE3905/(($F3905-18)/100))))*$CH3919)+((($B3905-18)/100)*$CA3919*$CD3919*$CG3919),0)))","v":3062},{"$f":"IF($B3905>$F3905,0,IF($C3905>$G3905,0,ROUND(((($F3905-$B3905)/100)*(IF('DBH-Upgrade'!$K$6='DBH-Upgrade'!$K$8,$BZ3919,($BE3905/(($F3905-18)/100))))*$CH3919)+((($B3905-18)/100)*$CA3919*$CG3919),0)))","v":3608},167,255,263,310,0.43368285323518468,0.99753096638168737,1.0601097817296774,1.465714533324183,2.0829999999999999E-4,1.724,4,1.392796E-3,{"$f":"IF($B3905>$F3905,0,IF($C3905>$G3905,0,ROUND((((($F3905-$B3905)/100)*IF('DBH-Upgrade'!$K$6='DBH-Upgrade'!$K$8,$CC3919,($BF3905/(($F3905-18)/100))))+((($B3905-18)/100)*$CB3919))*IF($E3905>50,IF($G3905=11,(1-(($E3905-50)*0.005)),IF($G3905=16,(1-(($E3905-50)*0.005)),IF($G3905=21,(1-(($E3905-50)*0.005)),1))),1)*$CE3919,0)))","v":185},{"$f":"IF($B3905>$F3905,0,IF($C3905>$G3905,0,ROUND((((($F3905-$B3905)/100)*IF('DBH-Upgrade'!$K$6='DBH-Upgrade'!$K$8,$CC3919,($BF3905/(($F3905-18)/100))))+((($B3905-18)/100)*$CB3919))*IF($E3905>50,IF($G3905=11,(1-(($E3905-50)*0.005)),IF($G3905=16,(1-(($E3905-50)*0.005)),IF($G3905=21,(1-(($E3905-50)*0.005)),1))),1)*$CD3919,0)))","v":198},{"$f":"IF($B3905>$F3905,0,IF($C3905>$G3905,0,ROUND((((($F3905-$B3905)/100)*IF('DBH-Upgrade'!$K$6='DBH-Upgrade'!$K$8,$CC3919,($BF3905/(($F3905-18)/100))))+((($B3905-18)/100)*$CB3919))*IF($E3905>50,IF($G3905=11,(1-(($E3905-50)*0.005)),IF($G3905=16,(1-(($E3905-50)*0.005)),IF($G3905=21,(1-(($E3905-50)*0.005)),1))),1),0)))","v":274},0.95,0.95,0.95,206,221,305,89,95,131,0.12603045128025978,0.14323188831953834,0.26911997476181132,2.2000000000000002,5.5,5.9,7.9,null,2856,null,0.68,null,null,0,13.2,15.1,21.85,null,1,1,1,206,221,305,null,0,0,0,1,{"$error":"#VALUE!"},0,0,{"$error":"#VALUE!"},0.8212441545440573,0.76343880970753542,null,1,1,0.99999999999999978,0.99999999999999978,null,10]
["3901102015",{"$f":"'DBH-Upgrade'!$K$8-$CL3906","v":60},15,3,90,110,20,21.5,0,26,30,44.1,2602.4,{"$f":"IF($B3906>$F3906,0,IF($C3906>$G3906,0,ROUND((((($F3906-$B3906)/100)*IF('DBH-Upgrade'!$K$6='DBH-Upgrade'!$K$8,$BZ3920,($BE3906/(($F3906-18)/100))))+((($B3906-18)/100)*$CA3920))*$CE3920,0)))","v":2159},{"$f":"IF($B3906>$F3906,0,IF($C3906>$G3906,0,ROUND((((($F3906-$B3906)/100)*IF('DBH-Upgrade'!$K$6='DBH-Upgrade'!$K$8,$BZ3920,($BE3906/(($F3906-18)/100))))+((($B3906-18)/100)*$CA3920))*$CD3920,0)))","v":2326},{"$f":"IF($B3906>$F3906,0,IF($C3906>$G3906,0,ROUND(((($F3906-$B3906)/100)*IF('DBH-Upgrade'!$K$6='DBH-Upgrade'!$K$8,$BZ3920,($BE3906/(($F3906-18)/100))))+((($B3906-18)/100)*$CA3920),0)))","v":2855},1.5,1.08,1.08,1.08,2602,{"$f":"IF($B3906>$F3906,0,IF($C3906>$G3906,0,ROUND(((($F3906-$B3906)/100)*(IF('DBH-Upgrade'!$K$6='DBH-Upgrade'!$K$8,$BZ3920,($BE3906/(($F3906-18)/100))))*$CH3920)+((($B3906-18)/100)*$CA3920*$CE3920*$CG3920),0)))","v":2439},{"$f":"IF($B3906>$F3906,0,IF($C3906>$G3906,0,ROUND(((($F3906-$B3906)/100)*(IF('DBH-Upgrade'!$K$6='DBH-Upgrade'!$K$8,$BZ3920,($BE3906/(($F3906-18)/100))))*$CH3920)+((($B3906-18)/100)*$CA3920*$CD3920*$CG3920),0)))","v":2539},{"$f":"IF($B3906>$F3906,0,IF($C3906>$G3906,0,ROUND(((($F3906-$B3906)/100)*(IF('DBH-Upgrade'!$K$6='DBH-Upgrade'!$K$8,$BZ3920,($BE3906/(($F3906-18)/100))))*$CH3920)+((($B3906-18)/100)*$CA3920*$CG3920),0)))","v":2855},224,210,218,246,0.21182421395088988,0.18659758319188915,0.20081967241888679,0.25464965776887316,1.2760000000000001E-4,1.7219,2,3.76611E-4,{"$f":"IF($B3906>$F3906,0,IF($C3906>$G3906,0,ROUND((((($F3906-$B3906)/100)*IF('DBH-Upgrade'!$K$6='DBH-Upgrade'!$K$8,$CC3920,($BF3906/(($F3906-18)/100))))+((($B3906-18)/100)*$CB3920))*IF($E3906>50,IF($G3906=11,(1-(($E3906-50)*0.005)),IF($G3906=16,(1-(($E3906-50)*0.005)),IF($G3906=21,(1-(($E3906-50)*0.005)),1))),1)*$CE3920,0)))","v":189},{"$f":"IF($B3906>$F3906,0,IF($C3906>$G3906,0,ROUND((((($F3906-$B3906)/100)*IF('DBH-Upgrade'!$K$6='DBH-Upgrade'!$K$8,$CC3920,($BF3906/(($F3906-18)/100))))+((($B3906-18)/100)*$CB3920))*IF($E3906>50,IF($G3906=11,(1-(($E3906-50)*0.005)),IF($G3906=16,(1-(($E3906-50)*0.005)),IF($G3906=21,(1-(($E3906-50)*0.005)),1))),1)*$CD3920,0)))","v":204},{"$f":"IF($B3906>$F3906,0,IF($C3906>$G3906,0,ROUND((((($F3906-$B3906)/100)*IF('DBH-Upgrade'!$K$6='DBH-Upgrade'!$K$8,$CC3920,($BF3906/(($F3906-18)/100))))+((($B3906-18)/100)*$CB3920))*IF($E3906>50,IF($G3906=11,(1-(($E3906-50)*0.005)),IF($G3906=16,(1-(($E3906-50)*0.005)),IF($G3906=21,(1-(($E3906-50)*0.005)),1))),1),0)))","v":250},0.95,0.95,0.95,159,172,211,68,74,91,2.0485695911409248E-2,2.4166193401970099E-2,3.6210676740827681E-2,1.5,5.5,5.9,7.9,null,3253,null,0.8,null,null,0,13.2,15.1,21.85,null,1,1,1,159,172,211,null,0,0,0,1,1615,3238,442,63,0.73429802939744349,0.68540112539231846,null,1,1,0.99999999999999978,0.99999999999999978,null,10]
["3901102115",{"$f":"'DBH-Upgrade'!$K$8-$CL3907","v":60},15,3,90,110,21,21.5,0,26,30,44.1,3317.6000000000004,{"$f":"IF($B3907>$F3907,0,IF($C3907>$G3907,0,ROUND((((($F3907-$B3907)/100)*IF('DBH-Upgrade'!$K$6='DBH-Upgrade'!$K$8,$BZ3921,($BE3907/(($F3907-18)/100))))+((($B3907-18)/100)*$CA3921))*$CE3921,0)))","v":2578},{"$f":"IF($B3907>$F3907,0,IF($C3907>$G3907,0,ROUND((((($F3907-$B3907)/100)*IF('DBH-Upgrade'!$K$6='DBH-Upgrade'!$K$8,$BZ3921,($BE3907/(($F3907-18)/100))))+((($B3907-18)/100)*$CA3921))*$CD3921,0)))","v":2761},{"$f":"IF($B3907>$F3907,0,IF($C3907>$G3907,0,ROUND(((($F3907-$B3907)/100)*IF('DBH-Upgrade'!$K$6='DBH-Upgrade'!$K$8,$BZ3921,($BE3907/(($F3907-18)/100))))+((($B3907-18)/100)*$CA3921),0)))","v":3806},1.5,1.05,1.05,1.05,3318,{"$f":"IF($B3907>$F3907,0,IF($C3907>$G3907,0,ROUND(((($F3907-$B3907)/100)*(IF('DBH-Upgrade'!$K$6='DBH-Upgrade'!$K$8,$BZ3921,($BE3907/(($F3907-18)/100))))*$CH3921)+((($B3907-18)/100)*$CA3921*$CE3921*$CG3921),0)))","v":2980},{"$f":"IF($B3907>$F3907,0,IF($C3907>$G3907,0,ROUND(((($F3907-$B3907)/100)*(IF('DBH-Upgrade'!$K$6='DBH-Upgrade'!$K$8,$BZ3921,($BE3907/(($F3907-18)/100))))*$CH3921)+((($B3907-18)/100)*$CA3921*$CD3921*$CG3921),0)))","v":3102},{"$f":"IF($B3907>$F3907,0,IF($C3907>$G3907,0,ROUND(((($F3907-$B3907)/100)*(IF('DBH-Upgrade'!$K$6='DBH-Upgrade'!$K$8,$BZ3921,($BE3907/(($F3907-18)/100))))*$CH3921)+((($B3907-18)/100)*$CA3921*$CG3921),0)))","v":3806},285,256,267,327,0.48995426921805563,0.39728842507071593,0.43131564924613441,0.64102009569515583,1.2760000000000001E-4,1.7219,4,5.1420100000000005E-4,{"$f":"IF($B3907>$F3907,0,IF($C3907>$G3907,0,ROUND((((($F3907-$B3907)/100)*IF('DBH-Upgrade'!$K$6='DBH-Upgrade'!$K$8,$CC3921,($BF3907/(($F3907-18)/100))))+((($B3907-18)/100)*$CB3921))*IF($E3907>50,IF($G3907=11,(1-(($E3907-50)*0.005)),IF($G3907=16,(1-(($E3907-50)*0.005)),IF($G3907=21,(1-(($E3907-50)*0.005)),1))),1)*$CE3921,0)))","v":205},{"$f":"IF($B3907>$F3907,0,IF($C3907>$G3907,0,ROUND((((($F3907-$B3907)/100)*IF('DBH-Upgrade'!$K$6='DBH-Upgrade'!$K$8,$CC3921,($BF3907/(($F3907-18)/100))))+((($B3907-18)/100)*$CB3921))*IF($E3907>50,IF($G3907=11,(1-(($E3907-50)*0.005)),IF($G3907=16,(1-(($E3907-50)*0.005)),IF($G3907=21,(1-(($E3907-50)*0.005)),1))),1)*$CD3921,0)))","v":219},{"$f":"IF($B3907>$F3907,0,IF($C3907>$G3907,0,ROUND((((($F3907-$B3907)/100)*IF('DBH-Upgrade'!$K$6='DBH-Upgrade'!$K$8,$CC3921,($BF3907/(($F3907-18)/100))))+((($B3907-18)/100)*$CB3921))*IF($E3907>50,IF($G3907=11,(1-(($E3907-50)*0.005)),IF($G3907=16,(1-(($E3907-50)*0.005)),IF($G3907=21,(1-(($E3907-50)*0.005)),1))),1),0)))","v":303},0.85,0.85,0.85,225,241,332,97,104,143,6.0020697568610726E-2,6.8717923356743038E-2,0.12764216856106889,2.9,5.5,5.9,7.9,null,4147,null,0.8,null,null,0,13.2,15.1,21.85,null,1,1,1,225,241,332,null,0,0,0,1,3238,4735,725,75,0.73429802939744349,0.68540112539231846,null,1,1,0.99999999999999978,0.99999999999999978,null,10]
["3901201015",{"$f":"'DBH-Upgrade'!$K$8-$CL3908","v":70},15,3,90,120,10,11.5,0,26,30,44.8,1478.7,{"$f":"IF($B3908>$F3908,0,IF($C3908>$G3908,0,ROUND((((($F3908-$B3908)/100)*IF('DBH-Upgrade'!$K$6='DBH-Upgrade'!$K$8,$BZ3922,($BE3908/(($F3908-18)/100))))+((($B3908-18)/100)*$CA3922))*$CE3922,0)))","v":0},{"$f":"IF($B3908>$F3908,0,IF($C3908>$G3908,0,ROUND((((($F3908-$B3908)/100)*IF('DBH-Upgrade'!$K$6='DBH-Upgrade'!$K$8,$BZ3922,($BE3908/(($F3908-18)/100))))+((($B3908-18)/100)*$CA3922))*$CD3922,0)))","v":0},{"$f":"IF($B3908>$F3908,0,IF($C3908>$G3908,0,ROUND(((($F3908-$B3908)/100)*IF('DBH-Upgrade'!$K$6='DBH-Upgrade'!$K$8,$BZ3922,($BE3908/(($F3908-18)/100))))+((($B3908-18)/100)*$CA3922),0)))","v":0},1.5,1.08,1.08,1.08,1479,{"$f":"IF($B3908>$F3908,0,IF($C3908>$G3908,0,ROUND(((($F3908-$B3908)/100)*(IF('DBH-Upgrade'!$K$6='DBH-Upgrade'!$K$8,$BZ3922,($BE3908/(($F3908-18)/100))))*$CH3922)+((($B3908-18)/100)*$CA3922*$CE3922*$CG3922),0)))","v":0},{"$f":"IF($B3908>$F3908,0,IF($C3908>$G3908,0,ROUND(((($F3908-$B3908)/100)*(IF('DBH-Upgrade'!$K$6='DBH-Upgrade'!$K$8,$BZ3922,($BE3908/(($F3908-18)/100))))*$CH3922)+((($B3908-18)/100)*$CA3922*$CD3922*$CG3922),0)))","v":0},{"$f":"IF($B3908>$F3908,0,IF($C3908>$G3908,0,ROUND(((($F3908-$B3908)/100)*(IF('DBH-Upgrade'!$K$6='DBH-Upgrade'!$K$8,$BZ3922,($BE3908/(($F3908-18)/100))))*$CH3922)+((($B3908-18)/100)*$CA3922*$CG3922),0)))","v":0},127,0,0,0,9.4696274071905395E-2,0,0,0,3.969E-4,1.7345999999999999,2,3.6734700000000002E-4,{"$f":"IF($B3908>$F3908,0,IF($C3908>$G3908,0,ROUND((((($F3908-$B3908)/100)*IF('DBH-Upgrade'!$K$6='DBH-Upgrade'!$K$8,$CC3922,($BF3908/(($F3908-18)/100))))+((($B3908-18)/100)*$CB3922))*IF($E3908>50,IF($G3908=11,(1-(($E3908-50)*0.005)),IF($G3908=16,(1-(($E3908-50)*0.005)),IF($G3908=21,(1-(($E3908-50)*0.005)),1))),1)*$CE3922,0)))","v":0},{"$f":"IF($B3908>$F3908,0,IF($C3908>$G3908,0,ROUND((((($F3908-$B3908)/100)*IF('DBH-Upgrade'!$K$6='DBH-Upgrade'!$K$8,$CC3922,($BF3908/(($F3908-18)/100))))+((($B3908-18)/100)*$CB3922))*IF($E3908>50,IF($G3908=11,(1-(($E3908-50)*0.005)),IF($G3908=16,(1-(($E3908-50)*0.005)),IF($G3908=21,(1-(($E3908-50)*0.005)),1))),1)*$CD3922,0)))","v":0},{"$f":"IF($B3908>$F3908,0,IF($C3908>$G3908,0,ROUND((((($F3908-$B3908)/100)*IF('DBH-Upgrade'!$K$6='DBH-Upgrade'!$K$8,$CC3922,($BF3908/(($F3908-18)/100))))+((($B3908-18)/100)*$CB3922))*IF($E3908>50,IF($G3908=11,(1-(($E3908-50)*0.005)),IF($G3908=16,(1-(($E3908-50)*0.005)),IF($G3908=21,(1-(($E3908-50)*0.005)),1))),1),0)))","v":0},0.98,0.98,0.98,0,0,0,0,0,0,0,0,0,0.8,5.5,5.9,7.9,null,1643,null,0.9,null,null,0,13.2,15.1,21.85,null,1,1,1,0,0,0,null,0,0,0,1,2298,4062,502,78,0.8212441545440573,0.76343880970753542,null,1,1,0.99999999999999978,0.99999999999999978,null,0]
["3901201115",{"$f":"'DBH-Upgrade'!$K$8-$CL3909","v":70},15,3,90,120,11,11.5,0,26,30,44.8,1434.8000000000002,{"$f":"IF($B3909>$F3909,0,IF($C3909>$G3909,0,ROUND((((($F3909-$B3909)/100)*IF('DBH-Upgrade'!$K$6='DBH-Upgrade'!$K$8,$BZ3923,($BE3909/(($F3909-18)/100))))+((($B3909-18)/100)*$CA3923))*$CE3923,0)))","v":0},{"$f":"IF($B3909>$F3909,0,IF($C3909>$G3909,0,ROUND((((($F3909-$B3909)/100)*IF('DBH-Upgrade'!$K$6='DBH-Upgrade'!$K$8,$BZ3923,($BE3909/(($F3909-18)/100))))+((($B3909-18)/100)*$CA3923))*$CD3923,0)))","v":0},{"$f":"IF($B3909>$F3909,0,IF($C3909>$G3909,0,ROUND(((($F3909-$B3909)/100)*IF('DBH-Upgrade'!$K$6='DBH-Upgrade'!$K$8,$BZ3923,($BE3909/(($F3909-18)/100))))+((($B3909-18)/100)*$CA3923),0)))","v":0},1.5,1.1000000000000001,1.1000000000000001,1.1000000000000001,1435,{"$f":"IF($B3909>$F3909,0,IF($C3909>$G3909,0,ROUND(((($F3909-$B3909)/100)*(IF('DBH-Upgrade'!$K$6='DBH-Upgrade'!$K$8,$BZ3923,($BE3909/(($F3909-18)/100))))*$CH3923)+((($B3909-18)/100)*$CA3923*$CE3923*$CG3923),0)))","v":0},{"$f":"IF($B3909>$F3909,0,IF($C3909>$G3909,0,ROUND(((($F3909-$B3909)/100)*(IF('DBH-Upgrade'!$K$6='DBH-Upgrade'!$K$8,$BZ3923,($BE3909/(($F3909-18)/100))))*$CH3923)+((($B3909-18)/100)*$CA3923*$CD3923*$CG3923),0)))","v":0},{"$f":"IF($B3909>$F3909,0,IF($C3909>$G3909,0,ROUND(((($F3909-$B3909)/100)*(IF('DBH-Upgrade'!$K$6='DBH-Upgrade'!$K$8,$BZ3923,($BE3909/(($F3909-18)/100))))*$CH3923)+((($B3909-18)/100)*$CA3923*$CG3923),0)))","v":0},123,0,0,0,0.15445389187017058,0,0,0,3.969E-4,1.7345999999999999,4,5.7428799999999995E-4,{"$f":"IF($B3909>$F3909,0,IF($C3909>$G3909,0,ROUND((((($F3909-$B3909)/100)*IF('DBH-Upgrade'!$K$6='DBH-Upgrade'!$K$8,$CC3923,($BF3909/(($F3909-18)/100))))+((($B3909-18)/100)*$CB3923))*IF($E3909>50,IF($G3909=11,(1-(($E3909-50)*0.005)),IF($G3909=16,(1-(($E3909-50)*0.005)),IF($G3909=21,(1-(($E3909-50)*0.005)),1))),1)*$CE3923,0)))","v":0},{"$f":"IF($B3909>$F3909,0,IF($C3909>$G3909,0,ROUND((((($F3909-$B3909)/100)*IF('DBH-Upgrade'!$K$6='DBH-Upgrade'!$K$8,$CC3923,($BF3909/(($F3909-18)/100))))+((($B3909-18)/100)*$CB3923))*IF($E3909>50,IF($G3909=11,(1-(($E3909-50)*0.005)),IF($G3909=16,(1-(($E3909-50)*0.005)),IF($G3909=21,(1-(($E3909-50)*0.005)),1))),1)*$CD3923,0)))","v":0},{"$f":"IF($B3909>$F3909,0,IF($C3909>$G3909,0,ROUND((((($F3909-$B3909)/100)*IF('DBH-Upgrade'!$K$6='DBH-Upgrade'!$K$8,$CC3923,($BF3909/(($F3909-18)/100))))+((($B3909-18)/100)*$CB3923))*IF($E3909>50,IF($G3909=11,(1-(($E3909-50)*0.005)),IF($G3909=16,(1-(($E3909-50)*0.005)),IF($G3909=21,(1-(($E3909-50)*0.005)),1))),1),0)))","v":0},0.95,0.95,0.95,0,0,0,0,0,0,0,0,0,1.6,5.5,5.9,7.9,null,2110,null,0.68,null,null,0,13.2,15.1,21.85,null,1,1,1,0,0,0,null,0,0,0,1,2489,6098,791,92,0.73429802939744349,0.68540112539231846,null,1,1,0.99999999999999978,0.99999999999999978,null,0]
["3901201515",{"$f":"'DBH-Upgrade'!$K$8-$CL3910","v":70},15,3,90,120,15,16.5,0,26,30,44.8,2035.2,{"$f":"IF($B3910>$F3910,0,IF($C3910>$G3910,0,ROUND((((($F3910-$B3910)/100)*IF('DBH-Upgrade'!$K$6='DBH-Upgrade'!$K$8,$BZ3924,($BE3910/(($F3910-18)/100))))+((($B3910-18)/100)*$CA3924))*$CE3924,0)))","v":1672},{"$f":"IF($B3910>$F3910,0,IF($C3910>$G3910,0,ROUND((((($F3910-$B3910)/100)*IF('DBH-Upgrade'!$K$6='DBH-Upgrade'!$K$8,$BZ3924,($BE3910/(($F3910-18)/100))))+((($B3910-18)/100)*$CA3924))*$CD3924,0)))","v":1791},{"$f":"IF($B3910>$F3910,0,IF($C3910>$G3910,0,ROUND(((($F3910-$B3910)/100)*IF('DBH-Upgrade'!$K$6='DBH-Upgrade'!$K$8,$BZ3924,($BE3910/(($F3910-18)/100))))+((($B3910-18)/100)*$CA3924),0)))","v":2491},1.5,1.08,1.08,1.08,2035,{"$f":"IF($B3910>$F3910,0,IF($C3910>$G3910,0,ROUND(((($F3910-$B3910)/100)*(IF('DBH-Upgrade'!$K$6='DBH-Upgrade'!$K$8,$BZ3924,($BE3910/(($F3910-18)/100))))*$CH3924)+((($B3910-18)/100)*$CA3924*$CE3924*$CG3924),0)))","v":1938},{"$f":"IF($B3910>$F3910,0,IF($C3910>$G3910,0,ROUND(((($F3910-$B3910)/100)*(IF('DBH-Upgrade'!$K$6='DBH-Upgrade'!$K$8,$BZ3924,($BE3910/(($F3910-18)/100))))*$CH3924)+((($B3910-18)/100)*$CA3924*$CD3924*$CG3924),0)))","v":2018},{"$f":"IF($B3910>$F3910,0,IF($C3910>$G3910,0,ROUND(((($F3910-$B3910)/100)*(IF('DBH-Upgrade'!$K$6='DBH-Upgrade'!$K$8,$BZ3924,($BE3910/(($F3910-18)/100))))*$CH3924)+((($B3910-18)/100)*$CA3924*$CG3924),0)))","v":2491},175,167,174,214,0.17034642372971062,0.15550359328060329,0.16845483903973568,0.25216883838893389,2.0829999999999999E-4,1.724,2,4.6182900000000003E-4,{"$f":"IF($B3910>$F3910,0,IF($C3910>$G3910,0,ROUND((((($F3910-$B3910)/100)*IF('DBH-Upgrade'!$K$6='DBH-Upgrade'!$K$8,$CC3924,($BF3910/(($F3910-18)/100))))+((($B3910-18)/100)*$CB3924))*IF($E3910>50,IF($G3910=11,(1-(($E3910-50)*0.005)),IF($G3910=16,(1-(($E3910-50)*0.005)),IF($G3910=21,(1-(($E3910-50)*0.005)),1))),1)*$CE3924,0)))","v":175},{"$f":"IF($B3910>$F3910,0,IF($C3910>$G3910,0,ROUND((((($F3910-$B3910)/100)*IF('DBH-Upgrade'!$K$6='DBH-Upgrade'!$K$8,$CC3924,($BF3910/(($F3910-18)/100))))+((($B3910-18)/100)*$CB3924))*IF($E3910>50,IF($G3910=11,(1-(($E3910-50)*0.005)),IF($G3910=16,(1-(($E3910-50)*0.005)),IF($G3910=21,(1-(($E3910-50)*0.005)),1))),1)*$CD3924,0)))","v":188},{"$f":"IF($B3910>$F3910,0,IF($C3910>$G3910,0,ROUND((((($F3910-$B3910)/100)*IF('DBH-Upgrade'!$K$6='DBH-Upgrade'!$K$8,$CC3924,($BF3910/(($F3910-18)/100))))+((($B3910-18)/100)*$CB3924))*IF($E3910>50,IF($G3910=11,(1-(($E3910-50)*0.005)),IF($G3910=16,(1-(($E3910-50)*0.005)),IF($G3910=21,(1-(($E3910-50)*0.005)),1))),1),0)))","v":261},1.01,1.01,1.01,154,165,230,66,71,99,2.56237763472408E-2,2.9516786210853199E-2,5.624591351716083E-2,1.2,5.5,5.9,7.9,null,2544,null,0.8,null,null,0,13.2,15.1,21.85,null,1,1,1,154,165,230,null,0,0,0,1,{"$error":"#VALUE!"},0,0,{"$error":"#VALUE!"},0.81466996609637188,0.75619868948084668,null,1,1,0.99999999999999978,0.99999999999999978,null,0]
["3901201615",{"$f":"'DBH-Upgrade'!$K$8-$CL3911","v":70},15,3,90,120,16,16.5,0,26,30,44.8,2118.2000000000003,{"$f":"IF($B3911>$F3911,0,IF($C3911>$G3911,0,ROUND((((($F3911-$B3911)/100)*IF('DBH-Upgrade'!$K$6='DBH-Upgrade'!$K$8,$BZ3925,($BE3911/(($F3911-18)/100))))+((($B3911-18)/100)*$CA3925))*$CE3925,0)))","v":2739},{"$f":"IF($B3911>$F3911,0,IF($C3911>$G3911,0,ROUND((((($F3911-$B3911)/100)*IF('DBH-Upgrade'!$K$6='DBH-Upgrade'!$K$8,$BZ3925,($BE3911/(($F3911-18)/100))))+((($B3911-18)/100)*$CA3925))*$CD3925,0)))","v":2934},{"$f":"IF($B3911>$F3911,0,IF($C3911>$G3911,0,ROUND(((($F3911-$B3911)/100)*IF('DBH-Upgrade'!$K$6='DBH-Upgrade'!$K$8,$BZ3925,($BE3911/(($F3911-18)/100))))+((($B3911-18)/100)*$CA3925),0)))","v":4081},1.5,1.1000000000000001,1.1000000000000001,1.1000000000000001,2118,{"$f":"IF($B3911>$F3911,0,IF($C3911>$G3911,0,ROUND(((($F3911-$B3911)/100)*(IF('DBH-Upgrade'!$K$6='DBH-Upgrade'!$K$8,$BZ3925,($BE3911/(($F3911-18)/100))))*$CH3925)+((($B3911-18)/100)*$CA3925*$CE3925*$CG3925),0)))","v":3272},{"$f":"IF($B3911>$F3911,0,IF($C3911>$G3911,0,ROUND(((($F3911-$B3911)/100)*(IF('DBH-Upgrade'!$K$6='DBH-Upgrade'!$K$8,$BZ3925,($BE3911/(($F3911-18)/100))))*$CH3925)+((($B3911-18)/100)*$CA3925*$CD3925*$CG3925),0)))","v":3389},{"$f":"IF($B3911>$F3911,0,IF($C3911>$G3911,0,ROUND(((($F3911-$B3911)/100)*(IF('DBH-Upgrade'!$K$6='DBH-Upgrade'!$K$8,$BZ3925,($BE3911/(($F3911-18)/100))))*$CH3925)+((($B3911-18)/100)*$CA3925*$CG3925),0)))","v":4081},182,281,291,351,0.52004347945161244,1.2213883617545747,1.3083873769951244,1.8923606762894036,2.0829999999999999E-4,1.724,4,1.392796E-3,{"$f":"IF($B3911>$F3911,0,IF($C3911>$G3911,0,ROUND((((($F3911-$B3911)/100)*IF('DBH-Upgrade'!$K$6='DBH-Upgrade'!$K$8,$CC3925,($BF3911/(($F3911-18)/100))))+((($B3911-18)/100)*$CB3925))*IF($E3911>50,IF($G3911=11,(1-(($E3911-50)*0.005)),IF($G3911=16,(1-(($E3911-50)*0.005)),IF($G3911=21,(1-(($E3911-50)*0.005)),1))),1)*$CE3925,0)))","v":223},{"$f":"IF($B3911>$F3911,0,IF($C3911>$G3911,0,ROUND((((($F3911-$B3911)/100)*IF('DBH-Upgrade'!$K$6='DBH-Upgrade'!$K$8,$CC3925,($BF3911/(($F3911-18)/100))))+((($B3911-18)/100)*$CB3925))*IF($E3911>50,IF($G3911=11,(1-(($E3911-50)*0.005)),IF($G3911=16,(1-(($E3911-50)*0.005)),IF($G3911=21,(1-(($E3911-50)*0.005)),1))),1)*$CD3925,0)))","v":238},{"$f":"IF($B3911>$F3911,0,IF($C3911>$G3911,0,ROUND((((($F3911-$B3911)/100)*IF('DBH-Upgrade'!$K$6='DBH-Upgrade'!$K$8,$CC3925,($BF3911/(($F3911-18)/100))))+((($B3911-18)/100)*$CB3925))*IF($E3911>50,IF($G3911=11,(1-(($E3911-50)*0.005)),IF($G3911=16,(1-(($E3911-50)*0.005)),IF($G3911=21,(1-(($E3911-50)*0.005)),1))),1),0)))","v":332},0.95,0.95,0.95,253,271,377,109,117,162,0.1902333687724167,0.21855631451627069,0.41378522563377351,2.4,5.5,5.9,7.9,null,3115,null,0.68,null,null,0,13.2,15.1,21.85,null,1,1,1,253,271,377,null,0,0,0,1,{"$error":"#VALUE!"},0,0,{"$error":"#VALUE!"},0.81466996609637188,0.75619868948084668,null,1,1,0.99999999999999978,0.99999999999999978,null,0]
["3901202015",{"$f":"'DBH-Upgrade'!$K$8-$CL3912","v":70},15,3,90,120,20,21.5,0,26,30,44.8,2838.4,{"$f":"IF($B3912>$F3912,0,IF($C3912>$G3912,0,ROUND((((($F3912-$B3912)/100)*IF('DBH-Upgrade'!$K$6='DBH-Upgrade'!$K$8,$BZ3926,($BE3912/(($F3912-18)/100))))+((($B3912-18)/100)*$CA3926))*$CE3926,0)))","v":2424},{"$f":"IF($B3912>$F3912,0,IF($C3912>$G3912,0,ROUND((((($F3912-$B3912)/100)*IF('DBH-Upgrade'!$K$6='DBH-Upgrade'!$K$8,$BZ3926,($BE3912/(($F3912-18)/100))))+((($B3912-18)/100)*$CA3926))*$CD3926,0)))","v":2619},{"$f":"IF($B3912>$F3912,0,IF($C3912>$G3912,0,ROUND(((($F3912-$B3912)/100)*IF('DBH-Upgrade'!$K$6='DBH-Upgrade'!$K$8,$BZ3926,($BE3912/(($F3912-18)/100))))+((($B3912-18)/100)*$CA3926),0)))","v":3261},1.5,1.08,1.08,1.08,2838,{"$f":"IF($B3912>$F3912,0,IF($C3912>$G3912,0,ROUND(((($F3912-$B3912)/100)*(IF('DBH-Upgrade'!$K$6='DBH-Upgrade'!$K$8,$BZ3926,($BE3912/(($F3912-18)/100))))*$CH3926)+((($B3912-18)/100)*$CA3926*$CE3926*$CG3926),0)))","v":2719},{"$f":"IF($B3912>$F3912,0,IF($C3912>$G3912,0,ROUND(((($F3912-$B3912)/100)*(IF('DBH-Upgrade'!$K$6='DBH-Upgrade'!$K$8,$BZ3926,($BE3912/(($F3912-18)/100))))*$CH3926)+((($B3912-18)/100)*$CA3926*$CD3926*$CG3926),0)))","v":2845},{"$f":"IF($B3912>$F3912,0,IF($C3912>$G3912,0,ROUND(((($F3912-$B3912)/100)*(IF('DBH-Upgrade'!$K$6='DBH-Upgrade'!$K$8,$BZ3926,($BE3912/(($F3912-18)/100))))*$CH3926)+((($B3912-18)/100)*$CA3926*$CG3926),0)))","v":3261},244,234,245,280,0.2538239735848446,0.23381206613732633,0.25586969114132219,0.33256257138220685,1.2760000000000001E-4,1.7219,2,3.76611E-4,{"$f":"IF($B3912>$F3912,0,IF($C3912>$G3912,0,ROUND((((($F3912-$B3912)/100)*IF('DBH-Upgrade'!$K$6='DBH-Upgrade'!$K$8,$CC3926,($BF3912/(($F3912-18)/100))))+((($B3912-18)/100)*$CB3926))*IF($E3912>50,IF($G3912=11,(1-(($E3912-50)*0.005)),IF($G3912=16,(1-(($E3912-50)*0.005)),IF($G3912=21,(1-(($E3912-50)*0.005)),1))),1)*$CE3926,0)))","v":223},{"$f":"IF($B3912>$F3912,0,IF($C3912>$G3912,0,ROUND((((($F3912-$B3912)/100)*IF('DBH-Upgrade'!$K$6='DBH-Upgrade'!$K$8,$CC3926,($BF3912/(($F3912-18)/100))))+((($B3912-18)/100)*$CB3926))*IF($E3912>50,IF($G3912=11,(1-(($E3912-50)*0.005)),IF($G3912=16,(1-(($E3912-50)*0.005)),IF($G3912=21,(1-(($E3912-50)*0.005)),1))),1)*$CD3926,0)))","v":241},{"$f":"IF($B3912>$F3912,0,IF($C3912>$G3912,0,ROUND((((($F3912-$B3912)/100)*IF('DBH-Upgrade'!$K$6='DBH-Upgrade'!$K$8,$CC3926,($BF3912/(($F3912-18)/100))))+((($B3912-18)/100)*$CB3926))*IF($E3912>50,IF($G3912=11,(1-(($E3912-50)*0.005)),IF($G3912=16,(1-(($E3912-50)*0.005)),IF($G3912=21,(1-(($E3912-50)*0.005)),1))),1),0)))","v":300},0.95,0.95,0.95,194,210,261,83,90,112,3.0749753602656572E-2,3.6015795758462026E-2,5.521630404580833E-2,1.6,5.5,5.9,7.9,null,3548,null,0.8,null,null,0,13.2,15.1,21.85,null,1,1,1,194,210,261,null,0,0,0,1,1615,{"$f":"ROUND(IF($C3898=10,IF($G3898=10,2539,IF($G3898=11,3445,IF($G3898=15,2539*1.3,IF($G3898=16,3445*1.3,IF($G3898=20,(2539*1.45),IF($G3898=21,(3445*1.55))))))),IF($C3898=15,IF($G3898=10,0,IF($G3898=11,0,IF($G3898=15,3238,IF($G3898=16,4735,IF($G3898=20,4062,IF($G3898=21,6098)))))))),0)","v":3238},{"$f":"ROUND(IF($C3898=10,IF($G3898=10,352,IF($G3898=11,577,IF($G3898=15,442*1.15,IF($G3898=16,725*1.15,IF($G3898=20,(352*1.3),IF($G3898=21,(577*1.3))))))),IF($C3898=15,IF($G3898=10,0,IF($G3898=11,0,IF($G3898=15,442,IF($G3898=16,725,IF($G3898=20,502,IF($G3898=21,791)))))))),0)","v":442},63,0.72541359909535208,0.67746340042029107,null,{"$f":"POWER((($S$1-$S$2)/LN(($S$1-$S$3)/($S$2-$S$3)))/((75-65)/LN((75-20)/(65-20))),R3898)","v":1},{"$f":"POWER((($S$1-$S$2)/LN(($S$1-$S$3)/($S$2-$S$3)))/((75-65)/LN((75-20)/(65-20))),Q3898)","v":1},{"$f":"POWER((($AT$1-$AT$2)/LN(($AT$1-$AT$3)/($AT$2-$AT$3)))/((16-18)/LN((16-27)/(18-27))),AP3898)","v":0.99999999999999978},{"$f":"POWER((($AT$1-$AT$2)/LN(($AT$1-$AT$3)/($AT$2-$AT$3)))/((16-18)/LN((16-27)/(18-27))),AP3898)","v":0.99999999999999978},null,0]
["3901202115",{"$f":"'DBH-Upgrade'!$K$8-$CL3913","v":70},15,3,90,120,21,{"$f":"IF(G3913=10,11.5,IF(G3913=11,11.5,IF(G3913=15,16.5,IF(G3913=16,16.5,IF(G3913=20,21.5,IF(G3913=21,21.5,))))))","v":21.5},0,26,30,44.8,3619.2000000000003,{"$f":"IF($B3913>$F3913,0,IF($C3913>$G3913,0,ROUND((((($F3913-$B3913)/100)*IF('DBH-Upgrade'!$K$6='DBH-Upgrade'!$K$8,$BZ3927,($BE3913/(($F3913-18)/100))))+((($B3913-18)/100)*$CA3927))*$CE3927,0)))","v":2964},{"$f":"IF($B3913>$F3913,0,IF($C3913>$G3913,0,ROUND((((($F3913-$B3913)/100)*IF('DBH-Upgrade'!$K$6='DBH-Upgrade'!$K$8,$BZ3927,($BE3913/(($F3913-18)/100))))+((($B3913-18)/100)*$CA3927))*$CD3927,0)))","v":3174},{"$f":"IF($B3913>$F3913,0,IF($C3913>$G3913,0,ROUND(((($F3913-$B3913)/100)*IF('DBH-Upgrade'!$K$6='DBH-Upgrade'!$K$8,$BZ3927,($BE3913/(($F3913-18)/100))))+((($B3913-18)/100)*$CA3927),0)))","v":4415},1.5,1.05,1.05,1.05,3619,{"$f":"IF($B3913>$F3913,0,IF($C3913>$G3913,0,ROUND(((($F3913-$B3913)/100)*(IF('DBH-Upgrade'!$K$6='DBH-Upgrade'!$K$8,$BZ3927,($BE3913/(($F3913-18)/100))))*$CH3927)+((($B3913-18)/100)*$CA3927*$CE3927*$CG3927),0)))","v":3373},{"$f":"IF($B3913>$F3913,0,IF($C3913>$G3913,0,ROUND(((($F3913-$B3913)/100)*(IF('DBH-Upgrade'!$K$6='DBH-Upgrade'!$K$8,$BZ3927,($BE3913/(($F3913-18)/100))))*$CH3927)+((($B3913-18)/100)*$CA3927*$CD3927*$CG3927),0)))","v":3524},{"$f":"IF($B3913>$F3913,0,IF($C3913>$G3913,0,ROUND(((($F3913-$B3913)/100)*(IF('DBH-Upgrade'!$K$6='DBH-Upgrade'!$K$8,$BZ3927,($BE3913/(($F3913-18)/100))))*$CH3927)+((($B3913-18)/100)*$CA3927*$CG3927),0)))","v":4415},311,290,303,380,0.59092796664696579,0.51558595606529056,0.56163237041384062,0.87385028260655617,1.2760000000000001E-4,1.7219,4,5.1420100000000005E-4,{"$f":"IF($B3913>$F3913,0,IF($C3913>$G3913,0,ROUND((((($F3913-$B3913)/100)*IF('DBH-Upgrade'!$K$6='DBH-Upgrade'!$K$8,$CC3927,($BF3913/(($F3913-18)/100))))+((($B3913-18)/100)*$CB3927))*IF($E3913>50,IF($G3913=11,(1-(($E3913-50)*0.005)),IF($G3913=16,(1-(($E3913-50)*0.005)),IF($G3913=21,(1-(($E3913-50)*0.005)),1))),1)*$CE3927,0)))","v":246},{"$f":"IF($B3913>$F3913,0,IF($C3913>$G3913,0,ROUND((((($F3913-$B3913)/100)*IF('DBH-Upgrade'!$K$6='DBH-Upgrade'!$K$8,$CC3927,($BF3913/(($F3913-18)/100))))+((($B3913-18)/100)*$CB3927))*IF($E3913>50,IF($G3913=11,(1-(($E3913-50)*0.005)),IF($G3913=16,(1-(($E3913-50)*0.005)),IF($G3913=21,(1-(($E3913-50)*0.005)),1))),1)*$CD3927,0)))","v":263},{"$f":"IF($B3913>$F3913,0,IF($C3913>$G3913,0,ROUND((((($F3913-$B3913)/100)*IF('DBH-Upgrade'!$K$6='DBH-Upgrade'!$K$8,$CC3927,($BF3913/(($F3913-18)/100))))+((($B3913-18)/100)*$CB3927))*IF($E3913>50,IF($G3913=11,(1-(($E3913-50)*0.005)),IF($G3913=16,(1-(($E3913-50)*0.005)),IF($G3913=21,(1-(($E3913-50)*0.005)),1))),1),0)))","v":366},0.85,0.85,0.85,276,296,411,119,127,177,9.1160585450621043E-2,0.1034250640583745,0.19709921673570954,3.2,5.5,5.9,7.9,null,4524,null,0.8,null,null,0,13.2,15.1,21.85,null,1,1,1,276,296,411,null,0,0,0,1,3238,4735,725,75,0.72541359909535208,0.67746340042029107,null,1,1,0.99999999999999978,0.99999999999999978,null,0]
["3901401015",{"$f":"'DBH-Upgrade'!$K$8-$CL3914","v":70},15,3,90,140,10,11.5,0,26,30,45.4,1725.3,{"$f":"IF($B3914>$F3914,0,IF($C3914>$G3914,0,ROUND((((($F3914-$B3914)/100)*IF('DBH-Upgrade'!$K$6='DBH-Upgrade'!$K$8,$BZ3928,($BE3914/(($F3914-18)/100))))+((($B3914-18)/100)*$CA3928))*$CE3928,0)))","v":0},{"$f":"IF($B3914>$F3914,0,IF($C3914>$G3914,0,ROUND((((($F3914-$B3914)/100)*IF('DBH-Upgrade'!$K$6='DBH-Upgrade'!$K$8,$BZ3928,($BE3914/(($F3914-18)/100))))+((($B3914-18)/100)*$CA3928))*$CD3928,0)))","v":0},{"$f":"IF($B3914>$F3914,0,IF($C3914>$G3914,0,ROUND(((($F3914-$B3914)/100)*IF('DBH-Upgrade'!$K$6='DBH-Upgrade'!$K$8,$BZ3928,($BE3914/(($F3914-18)/100))))+((($B3914-18)/100)*$CA3928),0)))","v":0},1.5,{"$f":"IF($G3914=10,1.08,IF($G3914=11,1.1,IF($G3914=15,1.08,IF($G3914=16,1.1,IF($G3914=20,1.08,IF($G3914=21,1.05))))))","v":1.08},1.08,1.08,1725,{"$f":"IF($B3914>$F3914,0,IF($C3914>$G3914,0,ROUND(((($F3914-$B3914)/100)*(IF('DBH-Upgrade'!$K$6='DBH-Upgrade'!$K$8,$BZ3928,($BE3914/(($F3914-18)/100))))*$CH3928)+((($B3914-18)/100)*$CA3928*$CE3928*$CG3928),0)))","v":0},{"$f":"IF($B3914>$F3914,0,IF($C3914>$G3914,0,ROUND(((($F3914-$B3914)/100)*(IF('DBH-Upgrade'!$K$6='DBH-Upgrade'!$K$8,$BZ3928,($BE3914/(($F3914-18)/100))))*$CH3928)+((($B3914-18)/100)*$CA3928*$CD3928*$CG3928),0)))","v":0},{"$f":"IF($B3914>$F3914,0,IF($C3914>$G3914,0,ROUND(((($F3914-$B3914)/100)*(IF('DBH-Upgrade'!$K$6='DBH-Upgrade'!$K$8,$BZ3928,($BE3914/(($F3914-18)/100))))*$CH3928)+((($B3914-18)/100)*$CA3928*$CG3928),0)))","v":0},148,0,0,0,0.13566938307639201,0,0,0,{"$f":"IF($G3914=$CO$103,CP$103,IF($G3914=$CO$104,CP$104,IF($G3914=$CO$105,CP$105,IF($G3914=$CO$107,CP$107,IF($G3914=$CO$108,CP$108,IF($G3914=$CO$109,CP$109,IF($G3914=$CO$111,CP$111,IF($G3914=$CO$112,CP$112,IF($G3914=$CO$113,CP$113,IF($G3914=$CO$115,CP$115,IF($G3914=$CO$116,CP$116,IF($G3914=$CO$117,CP$117,IF($G3914=$CO$119,CP$119,IF($G3914=$CO$120,CP$120,))))))))))))))","v":3.969E-4},{"$f":"IF($G3914=$CO$103,CQ$103,IF($G3914=$CO$104,CQ$104,IF($G3914=$CO$105,CQ$105,IF($G3914=$CO$107,CQ$107,IF($G3914=$CO$108,CQ$108,IF($G3914=$CO$109,CQ$109,IF($G3914=$CO$111,CQ$111,IF($G3914=$CO$112,CQ$112,IF($G3914=$CO$113,CQ$113,IF($G3914=$CO$115,CQ$115,IF($G3914=$CO$116,CQ$116,IF($G3914=$CO$117,CQ$117,IF($G3914=$CO$119,CQ$119,IF($G3914=$CO$120,CQ$120,))))))))))))))","v":1.7345999999999999},{"$f":"IF($G3914=$CO$103,CR$103,IF($G3914=$CO$104,CR$104,IF($G3914=$CO$105,CR$105,IF($G3914=$CO$107,CR$107,IF($G3914=$CO$108,CR$108,IF($G3914=$CO$109,CR$109,IF($G3914=$CO$111,CR$111,IF($G3914=$CO$112,CR$112,IF($G3914=$CO$113,CR$113,IF($G3914=$CO$115,CR$115,IF($G3914=$CO$116,CR$116,IF($G3914=$CO$117,CR$117,IF($G3914=$CO$119,CR$119,IF($G3914=$CO$120,CR$120,))))))))))))))","v":2},{"$f":"IF($G3914=$CO$103,CS$103,IF($G3914=$CO$104,CS$104,IF($G3914=$CO$105,CS$105,IF($G3914=$CO$107,CS$107,IF($G3914=$CO$108,CS$108,IF($G3914=$CO$109,CS$109,IF($G3914=$CO$111,CS$111,IF($G3914=$CO$112,CS$112,IF($G3914=$CO$113,CS$113,IF($G3914=$CO$115,CS$115,IF($G3914=$CO$116,CS$116,IF($G3914=$CO$117,CS$117,IF($G3914=$CO$119,CS$119,IF($G3914=$CO$120,CS$120,))))))))))))))","v":3.6734700000000002E-4},{"$f":"IF($B3914>$F3914,0,IF($C3914>$G3914,0,ROUND((((($F3914-$B3914)/100)*IF('DBH-Upgrade'!$K$6='DBH-Upgrade'!$K$8,$CC3928,($BF3914/(($F3914-18)/100))))+((($B3914-18)/100)*$CB3928))*IF($E3914>50,IF($G3914=11,(1-(($E3914-50)*0.005)),IF($G3914=16,(1-(($E3914-50)*0.005)),IF($G3914=21,(1-(($E3914-50)*0.005)),1))),1)*$CE3928,0)))","v":0},{"$f":"IF($B3914>$F3914,0,IF($C3914>$G3914,0,ROUND((((($F3914-$B3914)/100)*IF('DBH-Upgrade'!$K$6='DBH-Upgrade'!$K$8,$CC3928,($BF3914/(($F3914-18)/100))))+((($B3914-18)/100)*$CB3928))*IF($E3914>50,IF($G3914=11,(1-(($E3914-50)*0.005)),IF($G3914=16,(1-(($E3914-50)*0.005)),IF($G3914=21,(1-(($E3914-50)*0.005)),1))),1)*$CD3928,0)))","v":0},{"$f":"IF($B3914>$F3914,0,IF($C3914>$G3914,0,ROUND((((($F3914-$B3914)/100)*IF('DBH-Upgrade'!$K$6='DBH-Upgrade'!$K$8,$CC3928,($BF3914/(($F3914-18)/100))))+((($B3914-18)/100)*$CB3928))*IF($E3914>50,IF($G3914=11,(1-(($E3914-50)*0.005)),IF($G3914=16,(1-(($E3914-50)*0.005)),IF($G3914=21,(1-(($E3914-50)*0.005)),1))),1),0)))","v":0},0.98,0.98,0.98,0,0,0,0,0,0,0,0,0,{"$f":"ROUND(IF(G3914=10,$CO$92*F3914,IF(G3914=11,$CO$93*F3914,IF(G3914=15,$CO$94*F3914,IF(G3914=16,$CO$95*F3914,IF(G3914=20,$CO$96*F3914,IF(G3914=21,$CO$97*F3914,)))))),1)","v":0.9},5.5,5.9,7.9,null,1917,null,0.9,null,null,0,13.2,15.1,21.85,null,1,1,1,{"$f":"AQ3914/BO3914","v":0},{"$f":"AR3914/BP3914","v":0},{"$f":"AS3914/BQ3914","v":0},null,{"$f":"BR3914-AQ3914","v":0},{"$f":"BS3914-AR3914","v":0},{"$f":"BT3914-AS3914","v":0},1,2298,4062,502,78,0.81466996609637188,0.75619868948084668,null,1,1,0.99999999999999978,0.99999999999999978,null,0]
["3901401115",{"$f":"'DBH-Upgrade'!$K$8-$CL3915","v":70},15,3,90,140,11,11.5,0,26,30,45.4,1673.48,{"$f":"IF($B3915>$F3915,0,IF($C3915>$G3915,0,ROUND((((($F3915-$B3915)/100)*IF('DBH-Upgrade'!$K$6='DBH-Upgrade'!$K$8,$BZ3929,($BE3915/(($F3915-18)/100))))+((($B3915-18)/100)*$CA3929))*$CE3929,0)))","v":0},{"$f":"IF($B3915>$F3915,0,IF($C3915>$G3915,0,ROUND((((($F3915-$B3915)/100)*IF('DBH-Upgrade'!$K$6='DBH-Upgrade'!$K$8,$BZ3929,($BE3915/(($F3915-18)/100))))+((($B3915-18)/100)*$CA3929))*$CD3929,0)))","v":0},{"$f":"IF($B3915>$F3915,0,IF($C3915>$G3915,0,ROUND(((($F3915-$B3915)/100)*IF('DBH-Upgrade'!$K$6='DBH-Upgrade'!$K$8,$BZ3929,($BE3915/(($F3915-18)/100))))+((($B3915-18)/100)*$CA3929),0)))","v":0},1.5,1.1000000000000001,1.1000000000000001,1.1000000000000001,{"$f":"ROUND(M3915*POWER((($S$1-$S$2)/LN(($S$1-$S$3)/($S$2-$S$3)))/((75-65)/LN((75-20)/(65-20))),Q3915),0)","v":1673},{"$f":"IF($B3915>$F3915,0,IF($C3915>$G3915,0,ROUND(((($F3915-$B3915)/100)*(IF('DBH-Upgrade'!$K$6='DBH-Upgrade'!$K$8,$BZ3929,($BE3915/(($F3915-18)/100))))*$CH3929)+((($B3915-18)/100)*$CA3929*$CE3929*$CG3929),0)))","v":0},{"$f":"IF($B3915>$F3915,0,IF($C3915>$G3915,0,ROUND(((($F3915-$B3915)/100)*(IF('DBH-Upgrade'!$K$6='DBH-Upgrade'!$K$8,$BZ3929,($BE3915/(($F3915-18)/100))))*$CH3929)+((($B3915-18)/100)*$CA3929*$CD3929*$CG3929),0)))","v":0},{"$f":"IF($B3915>$F3915,0,IF($C3915>$G3915,0,ROUND(((($F3915-$B3915)/100)*(IF('DBH-Upgrade'!$K$6='DBH-Upgrade'!$K$8,$BZ3929,($BE3915/(($F3915-18)/100))))*$CH3929)+((($B3915-18)/100)*$CA3929*$CG3929),0)))","v":0},{"$f":"ROUND(U3915*3600/(4186*ABS($S$1-$S$2)),0)","v":144},{"$f":"ROUND(V3915*3600/(4186*ABS($S$1-$S$2)),0)","v":0},{"$f":"ROUND(W3915*3600/(4186*ABS($S$1-$S$2)),0)","v":0},{"$f":"ROUND(X3915*3600/(4186*ABS($S$1-$S$2)),0)","v":0},{"$f":"(($AG3915*(Y3915^$AH3915)*((($F3915-14.4)*$AI3915)/100))+($AJ3915*(Y3915^2)))*0.0098","v":0.22505852767591347},{"$f":"(($AG3915*(Z3915^$AH3915)*((($F3915-14.4)*$AI3915)/100))+($AJ3915*(Z3915^2)))*0.0098","v":0},{"$f":"(($AG3915*(AA3915^$AH3915)*((($F3915-14.4)*$AI3915)/100))+($AJ3915*(AA3915^2)))*0.0098","v":0},{"$f":"(($AG3915*(AB3915^$AH3915)*((($F3915-14.4)*$AI3915)/100))+($AJ3915*(AB3915^2)))*0.0098","v":0},3.969E-4,1.7345999999999999,4,5.7428799999999995E-4,{"$f":"IF($B3915>$F3915,0,IF($C3915>$G3915,0,ROUND((((($F3915-$B3915)/100)*IF('DBH-Upgrade'!$K$6='DBH-Upgrade'!$K$8,$CC3929,($BF3915/(($F3915-18)/100))))+((($B3915-18)/100)*$CB3929))*IF($E3915>50,IF($G3915=11,(1-(($E3915-50)*0.005)),IF($G3915=16,(1-(($E3915-50)*0.005)),IF($G3915=21,(1-(($E3915-50)*0.005)),1))),1)*$CE3929,0)))","v":0},{"$f":"IF($B3915>$F3915,0,IF($C3915>$G3915,0,ROUND((((($F3915-$B3915)/100)*IF('DBH-Upgrade'!$K$6='DBH-Upgrade'!$K$8,$CC3929,($BF3915/(($F3915-18)/100))))+((($B3915-18)/100)*$CB3929))*IF($E3915>50,IF($G3915=11,(1-(($E3915-50)*0.005)),IF($G3915=16,(1-(($E3915-50)*0.005)),IF($G3915=21,(1-(($E3915-50)*0.005)),1))),1)*$CD3929,0)))","v":0},{"$f":"IF($B3915>$F3915,0,IF($C3915>$G3915,0,ROUND((((($F3915-$B3915)/100)*IF('DBH-Upgrade'!$K$6='DBH-Upgrade'!$K$8,$CC3929,($BF3915/(($F3915-18)/100))))+((($B3915-18)/100)*$CB3929))*IF($E3915>50,IF($G3915=11,(1-(($E3915-50)*0.005)),IF($G3915=16,(1-(($E3915-50)*0.005)),IF($G3915=21,(1-(($E3915-50)*0.005)),1))),1),0)))","v":0},{"$f":"IF($G3915=10,0.98,IF($G3915=11,0.95,IF($G3915=15,1.01,IF($G3915=16,0.95,IF($G3915=20,0.95,IF($G3915=21,0.85))))))","v":0.95},0.95,0.95,0,0,0,{"$f":"ROUND(AQ3915*3600/(4186*ABS($AT$1-$AT$2)),0)","v":0},{"$f":"ROUND(AR3915*3600/(4186*ABS($AT$1-$AT$2)),0)","v":0},{"$f":"ROUND(AS3915*3600/(4186*ABS($AT$1-$AT$2)),0)","v":0},{"$f":"(($AG3915*(AT3915^$AH3915)*((($F3915-14.4)*$AI3915)/100))+($AJ3915*(AT3915^2)))*0.0098","v":0},{"$f":"(($AG3915*(AU3915^$AH3915)*((($F3915-14.4)*$AI3915)/100))+($AJ3915*(AU3915^2)))*0.0098","v":0},{"$f":"(($AG3915*(AV3915^$AH3915)*((($F3915-14.4)*$AI3915)/100))+($AJ3915*(AV3915^2)))*0.0098","v":0},1.9,5.5,5.9,7.9,null,2461,null,0.68,null,null,0,13.2,15.1,21.85,null,{"$f":"IF(1/(1+((2258*((0.622/((101325/(1*611*EXP(17.27*((($AT$1+$AT$2)/2)/((($AT$1+$AT$2)/2)+237.3))))))-1)*1000-(0.622/((101325/($AV$1*611*EXP(17.27*($AT$3/($AT$3+237.3))))))-1)*1000))/(1005*((($AT$1+$AT$2)/2)-$AT$3))))>1,1,1/(1+((2258*((0.622/((101325/(1*611*EXP(17.27*((($AT$1+$AT$2)/2)/((($AT$1+$AT$2)/2)+237.3))))))-1)*1000-(0.622/((101325/($AV$1*611*EXP(17.27*($AT$3/($AT$3+237.3))))))-1)*1000))/(1005*((($AT$1+$AT$2)/2)-$AT$3)))))","v":1},1,1,0,0,0,null,0,0,0,1,2489,6098,791,92,0.72541359909535208,0.67746340042029107,null,1,1,0.99999999999999978,0.99999999999999978,null,0]
["3901401515",{"$f":"'DBH-Upgrade'!$K$8-$CL3916","v":70},15,3,90,140,15,16.5,0,26,30,45.4,2374.4,{"$f":"IF($B3916>$F3916,0,IF($C3916>$G3916,0,ROUND((((($F3916-$B3916)/100)*IF('DBH-Upgrade'!$K$6='DBH-Upgrade'!$K$8,$BZ3930,($BE3916/(($F3916-18)/100))))+((($B3916-18)/100)*$CA3930))*$CE3930,0)))","v":1873},{"$f":"IF($B3916>$F3916,0,IF($C3916>$G3916,0,ROUND((((($F3916-$B3916)/100)*IF('DBH-Upgrade'!$K$6='DBH-Upgrade'!$K$8,$BZ3930,($BE3916/(($F3916-18)/100))))+((($B3916-18)/100)*$CA3930))*$CD3930,0)))","v":2006},{"$f":"IF($B3916>$F3916,0,IF($C3916>$G3916,0,ROUND(((($F3916-$B3916)/100)*IF('DBH-Upgrade'!$K$6='DBH-Upgrade'!$K$8,$BZ3930,($BE3916/(($F3916-18)/100))))+((($B3916-18)/100)*$CA3930),0)))","v":2814},1.5,1.08,1.08,1.08,2374,{"$f":"IF($B3916>$F3916,0,IF($C3916>$G3916,0,ROUND(((($F3916-$B3916)/100)*(IF('DBH-Upgrade'!$K$6='DBH-Upgrade'!$K$8,$BZ3930,($BE3916/(($F3916-18)/100))))*$CH3930)+((($B3916-18)/100)*$CA3930*$CE3930*$CG3930),0)))","v":2251},{"$f":"IF($B3916>$F3916,0,IF($C3916>$G3916,0,ROUND(((($F3916-$B3916)/100)*(IF('DBH-Upgrade'!$K$6='DBH-Upgrade'!$K$8,$BZ3930,($BE3916/(($F3916-18)/100))))*$CH3930)+((($B3916-18)/100)*$CA3930*$CD3930*$CG3930),0)))","v":2331},{"$f":"IF($B3916>$F3916,0,IF($C3916>$G3916,0,ROUND(((($F3916-$B3916)/100)*(IF('DBH-Upgrade'!$K$6='DBH-Upgrade'!$K$8,$BZ3930,($BE3916/(($F3916-18)/100))))*$CH3930)+((($B3916-18)/100)*$CA3930*$CG3930),0)))","v":2814},204,194,200,242,0.23752507125642119,0.21543027135831075,0.22856071697499342,0.33106971150845382,2.0829999999999999E-4,1.724,2,4.6182900000000003E-4,{"$f":"IF($B3916>$F3916,0,IF($C3916>$G3916,0,ROUND((((($F3916-$B3916)/100)*IF('DBH-Upgrade'!$K$6='DBH-Upgrade'!$K$8,$CC3930,($BF3916/(($F3916-18)/100))))+((($B3916-18)/100)*$CB3930))*IF($E3916>50,IF($G3916=11,(1-(($E3916-50)*0.005)),IF($G3916=16,(1-(($E3916-50)*0.005)),IF($G3916=21,(1-(($E3916-50)*0.005)),1))),1)*$CE3930,0)))","v":182},{"$f":"IF($B3916>$F3916,0,IF($C3916>$G3916,0,ROUND((((($F3916-$B3916)/100)*IF('DBH-Upgrade'!$K$6='DBH-Upgrade'!$K$8,$CC3930,($BF3916/(($F3916-18)/100))))+((($B3916-18)/100)*$CB3930))*IF($E3916>50,IF($G3916=11,(1-(($E3916-50)*0.005)),IF($G3916=16,(1-(($E3916-50)*0.005)),IF($G3916=21,(1-(($E3916-50)*0.005)),1))),1)*$CD3930,0)))","v":195},{"$f":"IF($B3916>$F3916,0,IF($C3916>$G3916,0,ROUND((((($F3916-$B3916)/100)*IF('DBH-Upgrade'!$K$6='DBH-Upgrade'!$K$8,$CC3930,($BF3916/(($F3916-18)/100))))+((($B3916-18)/100)*$CB3930))*IF($E3916>50,IF($G3916=11,(1-(($E3916-50)*0.005)),IF($G3916=16,(1-(($E3916-50)*0.005)),IF($G3916=21,(1-(($E3916-50)*0.005)),1))),1),0)))","v":274},1.01,1.01,1.01,153,164,230,66,71,99,2.6742876826793979E-2,3.0786029074234486E-2,5.8497301856736753E-2,1.4,5.5,5.9,7.9,null,2968,null,0.8,null,null,0,13.2,15.1,21.85,null,1,1,1,153,164,230,null,0,0,0,1,{"$error":"#VALUE!"},0,0,{"$error":"#VALUE!"},0.81466996609637188,0.75619868948084668,null,1,1,0.99999999999999978,0.99999999999999978,null,0]
["3901401615",{"$f":"'DBH-Upgrade'!$K$8-$CL3917","v":70},15,3,90,140,16,16.5,0,26,30,45.4,2471.1200000000003,{"$f":"IF($B3917>$F3917,0,IF($C3917>$G3917,0,ROUND((((($F3917-$B3917)/100)*IF('DBH-Upgrade'!$K$6='DBH-Upgrade'!$K$8,$BZ3931,($BE3917/(($F3917-18)/100))))+((($B3917-18)/100)*$CA3931))*$CE3931,0)))","v":3147},{"$f":"IF($B3917>$F3917,0,IF($C3917>$G3917,0,ROUND((((($F3917-$B3917)/100)*IF('DBH-Upgrade'!$K$6='DBH-Upgrade'!$K$8,$BZ3931,($BE3917/(($F3917-18)/100))))+((($B3917-18)/100)*$CA3931))*$CD3931,0)))","v":3370},{"$f":"IF($B3917>$F3917,0,IF($C3917>$G3917,0,ROUND(((($F3917-$B3917)/100)*IF('DBH-Upgrade'!$K$6='DBH-Upgrade'!$K$8,$BZ3931,($BE3917/(($F3917-18)/100))))+((($B3917-18)/100)*$CA3931),0)))","v":4729},1.5,1.1000000000000001,1.1000000000000001,1.1000000000000001,2471,{"$f":"IF($B3917>$F3917,0,IF($C3917>$G3917,0,ROUND(((($F3917-$B3917)/100)*(IF('DBH-Upgrade'!$K$6='DBH-Upgrade'!$K$8,$BZ3931,($BE3917/(($F3917-18)/100))))*$CH3931)+((($B3917-18)/100)*$CA3931*$CE3931*$CG3931),0)))","v":3905},{"$f":"IF($B3917>$F3917,0,IF($C3917>$G3917,0,ROUND(((($F3917-$B3917)/100)*(IF('DBH-Upgrade'!$K$6='DBH-Upgrade'!$K$8,$BZ3931,($BE3917/(($F3917-18)/100))))*$CH3931)+((($B3917-18)/100)*$CA3931*$CD3931*$CG3931),0)))","v":4021},{"$f":"IF($B3917>$F3917,0,IF($C3917>$G3917,0,ROUND(((($F3917-$B3917)/100)*(IF('DBH-Upgrade'!$K$6='DBH-Upgrade'!$K$8,$BZ3931,($BE3917/(($F3917-18)/100))))*$CH3931)+((($B3917-18)/100)*$CA3931*$CG3931),0)))","v":4729},213,336,346,407,0.72520733551616579,1.7734364863260257,1.8785816790277714,2.5845330227780758,2.0829999999999999E-4,1.724,4,1.392796E-3,{"$f":"IF($B3917>$F3917,0,IF($C3917>$G3917,0,ROUND((((($F3917-$B3917)/100)*IF('DBH-Upgrade'!$K$6='DBH-Upgrade'!$K$8,$CC3931,($BF3917/(($F3917-18)/100))))+((($B3917-18)/100)*$CB3931))*IF($E3917>50,IF($G3917=11,(1-(($E3917-50)*0.005)),IF($G3917=16,(1-(($E3917-50)*0.005)),IF($G3917=21,(1-(($E3917-50)*0.005)),1))),1)*$CE3931,0)))","v":229},{"$f":"IF($B3917>$F3917,0,IF($C3917>$G3917,0,ROUND((((($F3917-$B3917)/100)*IF('DBH-Upgrade'!$K$6='DBH-Upgrade'!$K$8,$CC3931,($BF3917/(($F3917-18)/100))))+((($B3917-18)/100)*$CB3931))*IF($E3917>50,IF($G3917=11,(1-(($E3917-50)*0.005)),IF($G3917=16,(1-(($E3917-50)*0.005)),IF($G3917=21,(1-(($E3917-50)*0.005)),1))),1)*$CD3931,0)))","v":245},{"$f":"IF($B3917>$F3917,0,IF($C3917>$G3917,0,ROUND((((($F3917-$B3917)/100)*IF('DBH-Upgrade'!$K$6='DBH-Upgrade'!$K$8,$CC3931,($BF3917/(($F3917-18)/100))))+((($B3917-18)/100)*$CB3931))*IF($E3917>50,IF($G3917=11,(1-(($E3917-50)*0.005)),IF($G3917=16,(1-(($E3917-50)*0.005)),IF($G3917=21,(1-(($E3917-50)*0.005)),1))),1),0)))","v":344},0.95,0.95,0.95,251,269,377,108,116,162,0.19206055631436883,0.22082760734008627,0.42430991333047308,2.8,5.5,5.9,7.9,null,3634,null,0.68,null,null,0,13.2,15.1,21.85,null,1,1,1,251,269,377,null,0,0,0,1,{"$error":"#VALUE!"},0,0,{"$error":"#VALUE!"},0.81466996609637188,0.75619868948084668,null,1,1,0.99999999999999978,0.99999999999999978,null,0]
["3901402015",{"$f":"'DBH-Upgrade'!$K$8-$CL3918","v":70},15,3,90,140,20,21.5,0,26,30,45.4,3312,{"$f":"IF($B3918>$F3918,0,IF($C3918>$G3918,0,ROUND((((($F3918-$B3918)/100)*IF('DBH-Upgrade'!$K$6='DBH-Upgrade'!$K$8,$BZ3932,($BE3918/(($F3918-18)/100))))+((($B3918-18)/100)*$CA3932))*$CE3932,0)))","v":2724},{"$f":"IF($B3918>$F3918,0,IF($C3918>$G3918,0,ROUND((((($F3918-$B3918)/100)*IF('DBH-Upgrade'!$K$6='DBH-Upgrade'!$K$8,$BZ3932,($BE3918/(($F3918-18)/100))))+((($B3918-18)/100)*$CA3932))*$CD3932,0)))","v":2950},{"$f":"IF($B3918>$F3918,0,IF($C3918>$G3918,0,ROUND(((($F3918-$B3918)/100)*IF('DBH-Upgrade'!$K$6='DBH-Upgrade'!$K$8,$BZ3932,($BE3918/(($F3918-18)/100))))+((($B3918-18)/100)*$CA3932),0)))","v":3721},1.5,1.08,1.08,1.08,3312,{"$f":"IF($B3918>$F3918,0,IF($C3918>$G3918,0,ROUND(((($F3918-$B3918)/100)*(IF('DBH-Upgrade'!$K$6='DBH-Upgrade'!$K$8,$BZ3932,($BE3918/(($F3918-18)/100))))*$CH3932)+((($B3918-18)/100)*$CA3932*$CE3932*$CG3932),0)))","v":3155},{"$f":"IF($B3918>$F3918,0,IF($C3918>$G3918,0,ROUND(((($F3918-$B3918)/100)*(IF('DBH-Upgrade'!$K$6='DBH-Upgrade'!$K$8,$BZ3932,($BE3918/(($F3918-18)/100))))*$CH3932)+((($B3918-18)/100)*$CA3932*$CD3932*$CG3932),0)))","v":3283},{"$f":"IF($B3918>$F3918,0,IF($C3918>$G3918,0,ROUND(((($F3918-$B3918)/100)*(IF('DBH-Upgrade'!$K$6='DBH-Upgrade'!$K$8,$BZ3932,($BE3918/(($F3918-18)/100))))*$CH3932)+((($B3918-18)/100)*$CA3932*$CG3932),0)))","v":3721},285,271,282,320,0.35276201833303233,0.31963164536408767,0.34552740405852961,0.44260834921462072,1.2760000000000001E-4,1.7219,2,3.76611E-4,{"$f":"IF($B3918>$F3918,0,IF($C3918>$G3918,0,ROUND((((($F3918-$B3918)/100)*IF('DBH-Upgrade'!$K$6='DBH-Upgrade'!$K$8,$CC3932,($BF3918/(($F3918-18)/100))))+((($B3918-18)/100)*$CB3932))*IF($E3918>50,IF($G3918=11,(1-(($E3918-50)*0.005)),IF($G3918=16,(1-(($E3918-50)*0.005)),IF($G3918=21,(1-(($E3918-50)*0.005)),1))),1)*$CE3932,0)))","v":231},{"$f":"IF($B3918>$F3918,0,IF($C3918>$G3918,0,ROUND((((($F3918-$B3918)/100)*IF('DBH-Upgrade'!$K$6='DBH-Upgrade'!$K$8,$CC3932,($BF3918/(($F3918-18)/100))))+((($B3918-18)/100)*$CB3932))*IF($E3918>50,IF($G3918=11,(1-(($E3918-50)*0.005)),IF($G3918=16,(1-(($E3918-50)*0.005)),IF($G3918=21,(1-(($E3918-50)*0.005)),1))),1)*$CD3932,0)))","v":250},{"$f":"IF($B3918>$F3918,0,IF($C3918>$G3918,0,ROUND((((($F3918-$B3918)/100)*IF('DBH-Upgrade'!$K$6='DBH-Upgrade'!$K$8,$CC3932,($BF3918/(($F3918-18)/100))))+((($B3918-18)/100)*$CB3932))*IF($E3918>50,IF($G3918=11,(1-(($E3918-50)*0.005)),IF($G3918=16,(1-(($E3918-50)*0.005)),IF($G3918=21,(1-(($E3918-50)*0.005)),1))),1),0)))","v":316},0.95,0.95,0.95,191,207,261,82,89,112,3.1018295901767638E-2,3.637559869708424E-2,5.6905520311453836E-2,1.9,5.5,5.9,7.9,null,4140,null,0.8,null,null,0,13.2,15.1,21.85,null,1,1,1,191,207,261,null,0,0,0,1,1615,3238,442,63,0.72541359909535208,0.67746340042029107,null,1,1,0.99999999999999978,0.99999999999999978,null,0]
["3901402115",{"$f":"'DBH-Upgrade'!$K$8-$CL3919","v":70},15,3,90,140,21,21.5,0,26,30,45.4,4222.4000000000005,{"$f":"IF($B3919>$F3919,0,IF($C3919>$G3919,0,ROUND((((($F3919-$B3919)/100)*IF('DBH-Upgrade'!$K$6='DBH-Upgrade'!$K$8,$BZ3933,($BE3919/(($F3919-18)/100))))+((($B3919-18)/100)*$CA3933))*$CE3933,0)))","v":3270},{"$f":"IF($B3919>$F3919,0,IF($C3919>$G3919,0,ROUND((((($F3919-$B3919)/100)*IF('DBH-Upgrade'!$K$6='DBH-Upgrade'!$K$8,$BZ3933,($BE3919/(($F3919-18)/100))))+((($B3919-18)/100)*$CA3933))*$CD3933,0)))","v":3502},{"$f":"IF($B3919>$F3919,0,IF($C3919>$G3919,0,ROUND(((($F3919-$B3919)/100)*IF('DBH-Upgrade'!$K$6='DBH-Upgrade'!$K$8,$BZ3933,($BE3919/(($F3919-18)/100))))+((($B3919-18)/100)*$CA3933),0)))","v":4913},1.5,1.05,1.05,1.05,4222,{"$f":"IF($B3919>$F3919,0,IF($C3919>$G3919,0,ROUND(((($F3919-$B3919)/100)*(IF('DBH-Upgrade'!$K$6='DBH-Upgrade'!$K$8,$BZ3933,($BE3919/(($F3919-18)/100))))*$CH3933)+((($B3919-18)/100)*$CA3933*$CE3933*$CG3933),0)))","v":3853},{"$f":"IF($B3919>$F3919,0,IF($C3919>$G3919,0,ROUND(((($F3919-$B3919)/100)*(IF('DBH-Upgrade'!$K$6='DBH-Upgrade'!$K$8,$BZ3933,($BE3919/(($F3919-18)/100))))*$CH3933)+((($B3919-18)/100)*$CA3933*$CD3933*$CG3933),0)))","v":4002},{"$f":"IF($B3919>$F3919,0,IF($C3919>$G3919,0,ROUND(((($F3919-$B3919)/100)*(IF('DBH-Upgrade'!$K$6='DBH-Upgrade'!$K$8,$BZ3933,($BE3919/(($F3919-18)/100))))*$CH3933)+((($B3919-18)/100)*$CA3933*$CG3933),0)))","v":4913},363,331,344,423,0.82471144283173081,0.68919040519385644,0.7428113986344288,1.1107862721909598,1.2760000000000001E-4,1.7219,4,5.1420100000000005E-4,{"$f":"IF($B3919>$F3919,0,IF($C3919>$G3919,0,ROUND((((($F3919-$B3919)/100)*IF('DBH-Upgrade'!$K$6='DBH-Upgrade'!$K$8,$CC3933,($BF3919/(($F3919-18)/100))))+((($B3919-18)/100)*$CB3933))*IF($E3919>50,IF($G3919=11,(1-(($E3919-50)*0.005)),IF($G3919=16,(1-(($E3919-50)*0.005)),IF($G3919=21,(1-(($E3919-50)*0.005)),1))),1)*$CE3933,0)))","v":253},{"$f":"IF($B3919>$F3919,0,IF($C3919>$G3919,0,ROUND((((($F3919-$B3919)/100)*IF('DBH-Upgrade'!$K$6='DBH-Upgrade'!$K$8,$CC3933,($BF3919/(($F3919-18)/100))))+((($B3919-18)/100)*$CB3933))*IF($E3919>50,IF($G3919=11,(1-(($E3919-50)*0.005)),IF($G3919=16,(1-(($E3919-50)*0.005)),IF($G3919=21,(1-(($E3919-50)*0.005)),1))),1)*$CD3933,0)))","v":271},{"$f":"IF($B3919>$F3919,0,IF($C3919>$G3919,0,ROUND((((($F3919-$B3919)/100)*IF('DBH-Upgrade'!$K$6='DBH-Upgrade'!$K$8,$CC3933,($BF3919/(($F3919-18)/100))))+((($B3919-18)/100)*$CB3933))*IF($E3919>50,IF($G3919=11,(1-(($E3919-50)*0.005)),IF($G3919=16,(1-(($E3919-50)*0.005)),IF($G3919=21,(1-(($E3919-50)*0.005)),1))),1),0)))","v":381},0.85,0.85,0.85,274,293,411,118,126,177,9.3376729392859167E-2,0.10598875658671821,0.20452858530985907,3.7,5.5,5.9,7.9,null,5278,null,0.8,null,null,0,13.2,15.1,21.85,null,1,1,1,274,293,411,null,0,0,0,1,3238,4735,725,75,0.72541359909535208,0.67746340042029107,null,1,1,0.99999999999999978,0.99999999999999978,null,0]
["3901601015",{"$f":"'DBH-Upgrade'!$K$8-$CL3920","v":70},15,3,90,160,10,11.5,0,26,30,46.4,1971,{"$f":"IF($B3920>$F3920,0,IF($C3920>$G3920,0,ROUND((((($F3920-$B3920)/100)*IF('DBH-Upgrade'!$K$6='DBH-Upgrade'!$K$8,$BZ3934,($BE3920/(($F3920-18)/100))))+((($B3920-18)/100)*$CA3934))*$CE3934,0)))","v":0},{"$f":"IF($B3920>$F3920,0,IF($C3920>$G3920,0,ROUND((((($F3920-$B3920)/100)*IF('DBH-Upgrade'!$K$6='DBH-Upgrade'!$K$8,$BZ3934,($BE3920/(($F3920-18)/100))))+((($B3920-18)/100)*$CA3934))*$CD3934,0)))","v":0},{"$f":"IF($B3920>$F3920,0,IF($C3920>$G3920,0,ROUND(((($F3920-$B3920)/100)*IF('DBH-Upgrade'!$K$6='DBH-Upgrade'!$K$8,$BZ3934,($BE3920/(($F3920-18)/100))))+((($B3920-18)/100)*$CA3934),0)))","v":0},1.5,1.08,1.08,1.08,1971,{"$f":"IF($B3920>$F3920,0,IF($C3920>$G3920,0,ROUND(((($F3920-$B3920)/100)*(IF('DBH-Upgrade'!$K$6='DBH-Upgrade'!$K$8,$BZ3934,($BE3920/(($F3920-18)/100))))*$CH3934)+((($B3920-18)/100)*$CA3934*$CE3934*$CG3934),0)))","v":0},{"$f":"IF($B3920>$F3920,0,IF($C3920>$G3920,0,ROUND(((($F3920-$B3920)/100)*(IF('DBH-Upgrade'!$K$6='DBH-Upgrade'!$K$8,$BZ3934,($BE3920/(($F3920-18)/100))))*$CH3934)+((($B3920-18)/100)*$CA3934*$CD3934*$CG3934),0)))","v":0},{"$f":"IF($B3920>$F3920,0,IF($C3920>$G3920,0,ROUND(((($F3920-$B3920)/100)*(IF('DBH-Upgrade'!$K$6='DBH-Upgrade'!$K$8,$BZ3934,($BE3920/(($F3920-18)/100))))*$CH3934)+((($B3920-18)/100)*$CA3934*$CG3934),0)))","v":0},170,0,0,0,0.18779974262279553,0,0,0,3.969E-4,1.7345999999999999,2,3.6734700000000002E-4,{"$f":"IF($B3920>$F3920,0,IF($C3920>$G3920,0,ROUND((((($F3920-$B3920)/100)*IF('DBH-Upgrade'!$K$6='DBH-Upgrade'!$K$8,$CC3934,($BF3920/(($F3920-18)/100))))+((($B3920-18)/100)*$CB3934))*IF($E3920>50,IF($G3920=11,(1-(($E3920-50)*0.005)),IF($G3920=16,(1-(($E3920-50)*0.005)),IF($G3920=21,(1-(($E3920-50)*0.005)),1))),1)*$CE3934,0)))","v":0},{"$f":"IF($B3920>$F3920,0,IF($C3920>$G3920,0,ROUND((((($F3920-$B3920)/100)*IF('DBH-Upgrade'!$K$6='DBH-Upgrade'!$K$8,$CC3934,($BF3920/(($F3920-18)/100))))+((($B3920-18)/100)*$CB3934))*IF($E3920>50,IF($G3920=11,(1-(($E3920-50)*0.005)),IF($G3920=16,(1-(($E3920-50)*0.005)),IF($G3920=21,(1-(($E3920-50)*0.005)),1))),1)*$CD3934,0)))","v":0},{"$f":"IF($B3920>$F3920,0,IF($C3920>$G3920,0,ROUND((((($F3920-$B3920)/100)*IF('DBH-Upgrade'!$K$6='DBH-Upgrade'!$K$8,$CC3934,($BF3920/(($F3920-18)/100))))+((($B3920-18)/100)*$CB3934))*IF($E3920>50,IF($G3920=11,(1-(($E3920-50)*0.005)),IF($G3920=16,(1-(($E3920-50)*0.005)),IF($G3920=21,(1-(($E3920-50)*0.005)),1))),1),0)))","v":0},0.98,0.98,0.98,0,0,0,0,0,0,0,0,0,1.1000000000000001,5.5,5.9,7.9,null,2190,null,0.9,null,null,0,13.2,15.1,21.85,null,1,1,1,0,0,0,null,0,0,0,1,2298,4062,502,78,0.81466996609637188,0.75619868948084668,null,1,1,0.99999999999999978,0.99999999999999978,null,0]
[{"$f":"CONCATENATE(D3921,E3921,F3921,G3921,C3921)","v":"3901601115"},{"$f":"'DBH-Upgrade'!$K$8-$CL3921","v":70},15,3,90,160,11,11.5,0,26,30,46.4,1912.8400000000001,{"$f":"IF($B3921>$F3921,0,IF($C3921>$G3921,0,ROUND((((($F3921-$B3921)/100)*IF('DBH-Upgrade'!$K$6='DBH-Upgrade'!$K$8,$BZ3935,($BE3921/(($F3921-18)/100))))+((($B3921-18)/100)*$CA3935))*$CE3935,0)))","v":0},{"$f":"IF($B3921>$F3921,0,IF($C3921>$G3921,0,ROUND((((($F3921-$B3921)/100)*IF('DBH-Upgrade'!$K$6='DBH-Upgrade'!$K$8,$BZ3935,($BE3921/(($F3921-18)/100))))+((($B3921-18)/100)*$CA3935))*$CD3935,0)))","v":0},{"$f":"IF($B3921>$F3921,0,IF($C3921>$G3921,0,ROUND(((($F3921-$B3921)/100)*IF('DBH-Upgrade'!$K$6='DBH-Upgrade'!$K$8,$BZ3935,($BE3921/(($F3921-18)/100))))+((($B3921-18)/100)*$CA3935),0)))","v":0},1.5,1.1000000000000001,1.1000000000000001,1.1000000000000001,1913,{"$f":"IF($B3921>$F3921,0,IF($C3921>$G3921,0,ROUND(((($F3921-$B3921)/100)*(IF('DBH-Upgrade'!$K$6='DBH-Upgrade'!$K$8,$BZ3935,($BE3921/(($F3921-18)/100))))*$CH3935)+((($B3921-18)/100)*$CA3935*$CE3935*$CG3935),0)))","v":0},{"$f":"IF($B3921>$F3921,0,IF($C3921>$G3921,0,ROUND(((($F3921-$B3921)/100)*(IF('DBH-Upgrade'!$K$6='DBH-Upgrade'!$K$8,$BZ3935,($BE3921/(($F3921-18)/100))))*$CH3935)+((($B3921-18)/100)*$CA3935*$CD3935*$CG3935),0)))","v":0},{"$f":"IF($B3921>$F3921,0,IF($C3921>$G3921,0,ROUND(((($F3921-$B3921)/100)*(IF('DBH-Upgrade'!$K$6='DBH-Upgrade'!$K$8,$BZ3935,($BE3921/(($F3921-18)/100))))*$CH3935)+((($B3921-18)/100)*$CA3935*$CG3935),0)))","v":0},165,0,0,0,0.31228848147449789,0,0,0,3.969E-4,1.7345999999999999,4,5.7428799999999995E-4,{"$f":"IF($B3921>$F3921,0,IF($C3921>$G3921,0,ROUND((((($F3921-$B3921)/100)*IF('DBH-Upgrade'!$K$6='DBH-Upgrade'!$K$8,$CC3935,($BF3921/(($F3921-18)/100))))+((($B3921-18)/100)*$CB3935))*IF($E3921>50,IF($G3921=11,(1-(($E3921-50)*0.005)),IF($G3921=16,(1-(($E3921-50)*0.005)),IF($G3921=21,(1-(($E3921-50)*0.005)),1))),1)*$CE3935,0)))","v":0},{"$f":"IF($B3921>$F3921,0,IF($C3921>$G3921,0,ROUND((((($F3921-$B3921)/100)*IF('DBH-Upgrade'!$K$6='DBH-Upgrade'!$K$8,$CC3935,($BF3921/(($F3921-18)/100))))+((($B3921-18)/100)*$CB3935))*IF($E3921>50,IF($G3921=11,(1-(($E3921-50)*0.005)),IF($G3921=16,(1-(($E3921-50)*0.005)),IF($G3921=21,(1-(($E3921-50)*0.005)),1))),1)*$CD3935,0)))","v":0},{"$f":"IF($B3921>$F3921,0,IF($C3921>$G3921,0,ROUND((((($F3921-$B3921)/100)*IF('DBH-Upgrade'!$K$6='DBH-Upgrade'!$K$8,$CC3935,($BF3921/(($F3921-18)/100))))+((($B3921-18)/100)*$CB3935))*IF($E3921>50,IF($G3921=11,(1-(($E3921-50)*0.005)),IF($G3921=16,(1-(($E3921-50)*0.005)),IF($G3921=21,(1-(($E3921-50)*0.005)),1))),1),0)))","v":0},0.95,0.95,0.95,0,0,0,0,0,0,0,0,0,2.1,5.5,5.9,7.9,null,2813,null,0.68,null,null,0,13.2,15.1,21.85,null,1,1,1,0,0,0,null,0,0,0,1,2489,6098,791,92,0.72541359909535208,0.67746340042029107,null,1,1,0.99999999999999978,0.99999999999999978,null,0]
["3901601515",{"$f":"'DBH-Upgrade'!$K$8-$CL3922","v":70},15,3,90,160,15,16.5,0,26,30,46.4,2713.6000000000004,{"$f":"IF($B3922>$F3922,0,IF($C3922>$G3922,0,ROUND((((($F3922-$B3922)/100)*IF('DBH-Upgrade'!$K$6='DBH-Upgrade'!$K$8,$BZ3936,($BE3922/(($F3922-18)/100))))+((($B3922-18)/100)*$CA3936))*$CE3936,0)))","v":2061},{"$f":"IF($B3922>$F3922,0,IF($C3922>$G3922,0,ROUND((((($F3922-$B3922)/100)*IF('DBH-Upgrade'!$K$6='DBH-Upgrade'!$K$8,$BZ3936,($BE3922/(($F3922-18)/100))))+((($B3922-18)/100)*$CA3936))*$CD3936,0)))","v":2201},{"$f":"IF($B3922>$F3922,0,IF($C3922>$G3922,0,ROUND(((($F3922-$B3922)/100)*IF('DBH-Upgrade'!$K$6='DBH-Upgrade'!$K$8,$BZ3936,($BE3922/(($F3922-18)/100))))+((($B3922-18)/100)*$CA3936),0)))","v":3137},1.5,1.08,1.08,1.08,2714,{"$f":"IF($B3922>$F3922,0,IF($C3922>$G3922,0,ROUND(((($F3922-$B3922)/100)*(IF('DBH-Upgrade'!$K$6='DBH-Upgrade'!$K$8,$BZ3936,($BE3922/(($F3922-18)/100))))*$CH3936)+((($B3922-18)/100)*$CA3936*$CE3936*$CG3936),0)))","v":2560},{"$f":"IF($B3922>$F3922,0,IF($C3922>$G3922,0,ROUND(((($F3922-$B3922)/100)*(IF('DBH-Upgrade'!$K$6='DBH-Upgrade'!$K$8,$BZ3936,($BE3922/(($F3922-18)/100))))*$CH3936)+((($B3922-18)/100)*$CA3936*$CD3936*$CG3936),0)))","v":2635},{"$f":"IF($B3922>$F3922,0,IF($C3922>$G3922,0,ROUND(((($F3922-$B3922)/100)*(IF('DBH-Upgrade'!$K$6='DBH-Upgrade'!$K$8,$BZ3936,($BE3922/(($F3922-18)/100))))*$CH3936)+((($B3922-18)/100)*$CA3936*$CG3936),0)))","v":3137},233,220,227,270,0.31739290459724911,0.28398443453140393,0.30174864600973778,0.42236240265801678,2.0829999999999999E-4,1.724,2,4.6182900000000003E-4,{"$f":"IF($B3922>$F3922,0,IF($C3922>$G3922,0,ROUND((((($F3922-$B3922)/100)*IF('DBH-Upgrade'!$K$6='DBH-Upgrade'!$K$8,$CC3936,($BF3922/(($F3922-18)/100))))+((($B3922-18)/100)*$CB3936))*IF($E3922>50,IF($G3922=11,(1-(($E3922-50)*0.005)),IF($G3922=16,(1-(($E3922-50)*0.005)),IF($G3922=21,(1-(($E3922-50)*0.005)),1))),1)*$CE3936,0)))","v":188},{"$f":"IF($B3922>$F3922,0,IF($C3922>$G3922,0,ROUND((((($F3922-$B3922)/100)*IF('DBH-Upgrade'!$K$6='DBH-Upgrade'!$K$8,$CC3936,($BF3922/(($F3922-18)/100))))+((($B3922-18)/100)*$CB3936))*IF($E3922>50,IF($G3922=11,(1-(($E3922-50)*0.005)),IF($G3922=16,(1-(($E3922-50)*0.005)),IF($G3922=21,(1-(($E3922-50)*0.005)),1))),1)*$CD3936,0)))","v":201},{"$f":"IF($B3922>$F3922,0,IF($C3922>$G3922,0,ROUND((((($F3922-$B3922)/100)*IF('DBH-Upgrade'!$K$6='DBH-Upgrade'!$K$8,$CC3936,($BF3922/(($F3922-18)/100))))+((($B3922-18)/100)*$CB3936))*IF($E3922>50,IF($G3922=11,(1-(($E3922-50)*0.005)),IF($G3922=16,(1-(($E3922-50)*0.005)),IF($G3922=21,(1-(($E3922-50)*0.005)),1))),1),0)))","v":287},1.01,1.01,1.01,151,161,230,65,69,99,2.705743924628249E-2,3.0343870999387942E-2,6.0748690196312662E-2,1.6,5.5,5.9,7.9,null,3392,null,0.8,null,null,0,13.2,15.1,21.85,null,1,1,1,151,161,230,null,0,0,0,1,{"$error":"#VALUE!"},0,0,{"$error":"#VALUE!"},0.80301038786259926,0.74330306539663082,null,1,1,0.99999999999999978,0.99999999999999978,null,0]
["3901601615",{"$f":"'DBH-Upgrade'!$K$8-$CL3923","v":70},15,3,90,160,16,16.5,0,26,30,46.4,2824.7200000000003,{"$f":"IF($B3923>$F3923,0,IF($C3923>$G3923,0,ROUND((((($F3923-$B3923)/100)*IF('DBH-Upgrade'!$K$6='DBH-Upgrade'!$K$8,$BZ3937,($BE3923/(($F3923-18)/100))))+((($B3923-18)/100)*$CA3937))*$CE3937,0)))","v":3533},{"$f":"IF($B3923>$F3923,0,IF($C3923>$G3923,0,ROUND((((($F3923-$B3923)/100)*IF('DBH-Upgrade'!$K$6='DBH-Upgrade'!$K$8,$BZ3937,($BE3923/(($F3923-18)/100))))+((($B3923-18)/100)*$CA3937))*$CD3937,0)))","v":3772},{"$f":"IF($B3923>$F3923,0,IF($C3923>$G3923,0,ROUND(((($F3923-$B3923)/100)*IF('DBH-Upgrade'!$K$6='DBH-Upgrade'!$K$8,$BZ3937,($BE3923/(($F3923-18)/100))))+((($B3923-18)/100)*$CA3937),0)))","v":5376},{"$f":"IF(B3923=0,IF(E3923=20,IF(G3923=10,1.413,IF(G3923=15,1.408,IF(G3923=20,1.408,\"ERROR\"))),IF(E3923=30,IF(G3923=10,1.403,IF(G3923=11,1.44,IF(G3923=15,1.396,IF(G3923=16,1.456,IF(G3923=20,1.396,IF(G3923=21,1.468,\"ERROR\")))))),IF(E3923=40,IF(G3923=10,1.394,IF(G3923=11,1.439,IF(G3923=15,1.385,IF(G3923=16,1.46,IF(G3923=20,1.384,IF(G3923=21,1.477,\"ERROR\")))))),IF(E3923=50,IF(G3923=10,1.385,IF(G3923=11,1.438,IF(G3923=15,1.373,IF(G3923=16,1.464,IF(G3923=20,1.373,IF(G3923=21,1.485,\"ERROR\")))))),IF(E3923=60,IF(G3923=10,1.376,IF(G3923=11,1.437,IF(G3923=15,1.361,IF(G3923=16,1.468,IF(G3923=20,1.361,IF(G3923=21,1.493,\"ERROR\")))))),IF(E3923=70,IF(G3923=10,1.366,IF(G3923=11,1.436,IF(G3923=15,1.35,IF(G3923=16,1.472,IF(G3923=20,1.349,IF(G3923=21,1.501,\"ERROR\")))))),IF(E3923=80,IF(G3923=10,1.366,IF(G3923=11,1.436,IF(G3923=15,1.35,IF(G3923=16,1.472,IF(G3923=20,1.349,IF(G3923=21,1.501,1)))))),IF(E3923=90,IF(G3923=10,1.348,IF(G3923=11,1.434,IF(G3923=15,1.326,IF(G3923=16,1.48,IF(G3923=20,1.326,IF(G3923=21,1.518,1)))))),IF(E3923=100,IF(G3923=10,1.348,IF(G3923=11,1.434,IF(G3923=15,1.326,IF(G3923=16,1.48,IF(G3923=20,1.326,IF(G3923=21,1.518,1)))))),\"ERROR\"))))))))),1.5)","v":1.5},1.1000000000000001,1.1000000000000001,1.1000000000000001,2825,{"$f":"IF($B3923>$F3923,0,IF($C3923>$G3923,0,ROUND(((($F3923-$B3923)/100)*(IF('DBH-Upgrade'!$K$6='DBH-Upgrade'!$K$8,$BZ3937,($BE3923/(($F3923-18)/100))))*$CH3937)+((($B3923-18)/100)*$CA3937*$CE3937*$CG3937),0)))","v":4532},{"$f":"IF($B3923>$F3923,0,IF($C3923>$G3923,0,ROUND(((($F3923-$B3923)/100)*(IF('DBH-Upgrade'!$K$6='DBH-Upgrade'!$K$8,$BZ3937,($BE3923/(($F3923-18)/100))))*$CH3937)+((($B3923-18)/100)*$CA3937*$CD3937*$CG3937),0)))","v":4642},{"$f":"IF($B3923>$F3923,0,IF($C3923>$G3923,0,ROUND(((($F3923-$B3923)/100)*(IF('DBH-Upgrade'!$K$6='DBH-Upgrade'!$K$8,$BZ3937,($BE3923/(($F3923-18)/100))))*$CH3937)+((($B3923-18)/100)*$CA3937*$CG3937),0)))","v":5376},243,390,399,462,0.96012580074152643,2.4245171426664598,2.5354197823012985,3.3800200336202448,2.0829999999999999E-4,1.724,4,1.392796E-3,{"$f":"IF($B3923>$F3923,0,IF($C3923>$G3923,0,ROUND((((($F3923-$B3923)/100)*IF('DBH-Upgrade'!$K$6='DBH-Upgrade'!$K$8,$CC3937,($BF3923/(($F3923-18)/100))))+((($B3923-18)/100)*$CB3937))*IF($E3923>50,IF($G3923=11,(1-(($E3923-50)*0.005)),IF($G3923=16,(1-(($E3923-50)*0.005)),IF($G3923=21,(1-(($E3923-50)*0.005)),1))),1)*$CE3937,0)))","v":234},{"$f":"IF($B3923>$F3923,0,IF($C3923>$G3923,0,ROUND((((($F3923-$B3923)/100)*IF('DBH-Upgrade'!$K$6='DBH-Upgrade'!$K$8,$CC3937,($BF3923/(($F3923-18)/100))))+((($B3923-18)/100)*$CB3937))*IF($E3923>50,IF($G3923=11,(1-(($E3923-50)*0.005)),IF($G3923=16,(1-(($E3923-50)*0.005)),IF($G3923=21,(1-(($E3923-50)*0.005)),1))),1)*$CD3937,0)))","v":249},{"$f":"IF($B3923>$F3923,0,IF($C3923>$G3923,0,ROUND((((($F3923-$B3923)/100)*IF('DBH-Upgrade'!$K$6='DBH-Upgrade'!$K$8,$CC3937,($BF3923/(($F3923-18)/100))))+((($B3923-18)/100)*$CB3937))*IF($E3923>50,IF($G3923=11,(1-(($E3923-50)*0.005)),IF($G3923=16,(1-(($E3923-50)*0.005)),IF($G3923=21,(1-(($E3923-50)*0.005)),1))),1),0)))","v":356},0.95,0.95,0.95,248,264,377,107,114,162,0.19375153775746073,0.21919381104157631,0.43483460102717264,3.2,5.5,5.9,7.9,null,4154,null,0.68,null,null,0,13.2,15.1,21.85,null,1,1,1,248,264,377,null,0,0,0,1,{"$error":"#VALUE!"},0,0,{"$error":"#VALUE!"},0.80301038786259926,0.74330306539663082,null,1,1,0.99999999999999978,0.99999999999999978,null,0]
["3901602015",{"$f":"'DBH-Upgrade'!$K$8-$CL3924","v":70},15,3,90,160,20,21.5,0,26,30,46.4,3784.8,{"$f":"IF($B3924>$F3924,0,IF($C3924>$G3924,0,ROUND((((($F3924-$B3924)/100)*IF('DBH-Upgrade'!$K$6='DBH-Upgrade'!$K$8,$BZ3938,($BE3924/(($F3924-18)/100))))+((($B3924-18)/100)*$CA3938))*$CE3938,0)))","v":3019},{"$f":"IF($B3924>$F3924,0,IF($C3924>$G3924,0,ROUND((((($F3924-$B3924)/100)*IF('DBH-Upgrade'!$K$6='DBH-Upgrade'!$K$8,$BZ3938,($BE3924/(($F3924-18)/100))))+((($B3924-18)/100)*$CA3938))*$CD3938,0)))","v":3278},{"$f":"IF($B3924>$F3924,0,IF($C3924>$G3924,0,ROUND(((($F3924-$B3924)/100)*IF('DBH-Upgrade'!$K$6='DBH-Upgrade'!$K$8,$BZ3938,($BE3924/(($F3924-18)/100))))+((($B3924-18)/100)*$CA3938),0)))","v":4180},1.5,1.08,1.08,1.08,3785,{"$f":"IF($B3924>$F3924,0,IF($C3924>$G3924,0,ROUND(((($F3924-$B3924)/100)*(IF('DBH-Upgrade'!$K$6='DBH-Upgrade'!$K$8,$BZ3938,($BE3924/(($F3924-18)/100))))*$CH3938)+((($B3924-18)/100)*$CA3938*$CE3938*$CG3938),0)))","v":3594},{"$f":"IF($B3924>$F3924,0,IF($C3924>$G3924,0,ROUND(((($F3924-$B3924)/100)*(IF('DBH-Upgrade'!$K$6='DBH-Upgrade'!$K$8,$BZ3938,($BE3924/(($F3924-18)/100))))*$CH3938)+((($B3924-18)/100)*$CA3938*$CD3938*$CG3938),0)))","v":3724},{"$f":"IF($B3924>$F3924,0,IF($C3924>$G3924,0,ROUND(((($F3924-$B3924)/100)*(IF('DBH-Upgrade'!$K$6='DBH-Upgrade'!$K$8,$BZ3938,($BE3924/(($F3924-18)/100))))*$CH3938)+((($B3924-18)/100)*$CA3938*$CG3938),0)))","v":4180},326,309,320,359,0.46964867766553314,0.42298758160141758,0.45290638719147119,0.56705959730259092,1.2760000000000001E-4,1.7219,2,3.76611E-4,{"$f":"IF($B3924>$F3924,0,IF($C3924>$G3924,0,ROUND((((($F3924-$B3924)/100)*IF('DBH-Upgrade'!$K$6='DBH-Upgrade'!$K$8,$CC3938,($BF3924/(($F3924-18)/100))))+((($B3924-18)/100)*$CB3938))*IF($E3924>50,IF($G3924=11,(1-(($E3924-50)*0.005)),IF($G3924=16,(1-(($E3924-50)*0.005)),IF($G3924=21,(1-(($E3924-50)*0.005)),1))),1)*$CE3938,0)))","v":239},{"$f":"IF($B3924>$F3924,0,IF($C3924>$G3924,0,ROUND((((($F3924-$B3924)/100)*IF('DBH-Upgrade'!$K$6='DBH-Upgrade'!$K$8,$CC3938,($BF3924/(($F3924-18)/100))))+((($B3924-18)/100)*$CB3938))*IF($E3924>50,IF($G3924=11,(1-(($E3924-50)*0.005)),IF($G3924=16,(1-(($E3924-50)*0.005)),IF($G3924=21,(1-(($E3924-50)*0.005)),1))),1)*$CD3938,0)))","v":260},{"$f":"IF($B3924>$F3924,0,IF($C3924>$G3924,0,ROUND((((($F3924-$B3924)/100)*IF('DBH-Upgrade'!$K$6='DBH-Upgrade'!$K$8,$CC3938,($BF3924/(($F3924-18)/100))))+((($B3924-18)/100)*$CB3938))*IF($E3924>50,IF($G3924=11,(1-(($E3924-50)*0.005)),IF($G3924=16,(1-(($E3924-50)*0.005)),IF($G3924=21,(1-(($E3924-50)*0.005)),1))),1),0)))","v":331},0.95,0.95,0.95,189,205,261,81,88,112,3.1253894241908213E-2,3.6699905369526539E-2,5.8594736577099356E-2,2.1,5.5,5.9,7.9,null,4731,null,0.8,null,null,0,13.2,15.1,21.85,null,1,1,1,189,205,261,null,0,0,0,1,1615,3238,442,63,0.71879122259285499,0.67122872584611504,null,1,1,0.99999999999999978,0.99999999999999978,null,0]
["3901602115",{"$f":"'DBH-Upgrade'!$K$8-$CL3925","v":70},15,3,90,160,21,21.5,0,26,30,46.4,4825.6000000000004,{"$f":"IF($B3925>$F3925,0,IF($C3925>$G3925,0,ROUND((((($F3925-$B3925)/100)*IF('DBH-Upgrade'!$K$6='DBH-Upgrade'!$K$8,$BZ3939,($BE3925/(($F3925-18)/100))))+((($B3925-18)/100)*$CA3939))*$CE3939,0)))","v":3555},{"$f":"IF($B3925>$F3925,0,IF($C3925>$G3925,0,ROUND((((($F3925-$B3925)/100)*IF('DBH-Upgrade'!$K$6='DBH-Upgrade'!$K$8,$BZ3939,($BE3925/(($F3925-18)/100))))+((($B3925-18)/100)*$CA3939))*$CD3939,0)))","v":3796},{"$f":"IF($B3925>$F3925,0,IF($C3925>$G3925,0,ROUND(((($F3925-$B3925)/100)*IF('DBH-Upgrade'!$K$6='DBH-Upgrade'!$K$8,$BZ3939,($BE3925/(($F3925-18)/100))))+((($B3925-18)/100)*$CA3939),0)))","v":5411},1.5,1.05,1.05,1.05,4826,{"$f":"IF($B3925>$F3925,0,IF($C3925>$G3925,0,ROUND(((($F3925-$B3925)/100)*(IF('DBH-Upgrade'!$K$6='DBH-Upgrade'!$K$8,$BZ3939,($BE3925/(($F3925-18)/100))))*$CH3939)+((($B3925-18)/100)*$CA3939*$CE3939*$CG3939),0)))","v":4324},{"$f":"IF($B3925>$F3925,0,IF($C3925>$G3925,0,ROUND(((($F3925-$B3925)/100)*(IF('DBH-Upgrade'!$K$6='DBH-Upgrade'!$K$8,$BZ3939,($BE3925/(($F3925-18)/100))))*$CH3939)+((($B3925-18)/100)*$CA3939*$CD3939*$CG3939),0)))","v":4465},{"$f":"IF($B3925>$F3925,0,IF($C3925>$G3925,0,ROUND(((($F3925-$B3925)/100)*(IF('DBH-Upgrade'!$K$6='DBH-Upgrade'!$K$8,$BZ3939,($BE3925/(($F3925-18)/100))))*$CH3939)+((($B3925-18)/100)*$CA3939*$CG3939),0)))","v":5411},415,372,384,465,1.1024640647267059,0.89165980368544351,0.94829395327464205,1.3749494041211501,1.2760000000000001E-4,1.7219,4,5.1420100000000005E-4,{"$f":"IF($B3925>$F3925,0,IF($C3925>$G3925,0,ROUND((((($F3925-$B3925)/100)*IF('DBH-Upgrade'!$K$6='DBH-Upgrade'!$K$8,$CC3939,($BF3925/(($F3925-18)/100))))+((($B3925-18)/100)*$CB3939))*IF($E3925>50,IF($G3925=11,(1-(($E3925-50)*0.005)),IF($G3925=16,(1-(($E3925-50)*0.005)),IF($G3925=21,(1-(($E3925-50)*0.005)),1))),1)*$CE3939,0)))","v":260},{"$f":"IF($B3925>$F3925,0,IF($C3925>$G3925,0,ROUND((((($F3925-$B3925)/100)*IF('DBH-Upgrade'!$K$6='DBH-Upgrade'!$K$8,$CC3939,($BF3925/(($F3925-18)/100))))+((($B3925-18)/100)*$CB3939))*IF($E3925>50,IF($G3925=11,(1-(($E3925-50)*0.005)),IF($G3925=16,(1-(($E3925-50)*0.005)),IF($G3925=21,(1-(($E3925-50)*0.005)),1))),1)*$CD3939,0)))","v":277},{"$f":"IF($B3925>$F3925,0,IF($C3925>$G3925,0,ROUND((((($F3925-$B3925)/100)*IF('DBH-Upgrade'!$K$6='DBH-Upgrade'!$K$8,$CC3939,($BF3925/(($F3925-18)/100))))+((($B3925-18)/100)*$CB3939))*IF($E3925>50,IF($G3925=11,(1-(($E3925-50)*0.005)),IF($G3925=16,(1-(($E3925-50)*0.005)),IF($G3925=21,(1-(($E3925-50)*0.005)),1))),1),0)))","v":395},0.85,0.85,0.85,270,289,411,116,124,177,9.3933995600268883E-2,0.10678856978529128,0.21195795388400862,4.3,5.5,5.9,7.9,null,6032,null,0.8,null,null,0,13.2,15.1,21.85,null,1,1,1,270,289,411,null,0,0,0,1,3238,4735,725,75,0.71879122259285499,0.67122872584611504,null,1,1,0.99999999999999978,0.99999999999999978,null,0]
["3901801015",{"$f":"'DBH-Upgrade'!$K$8-$CL3926","v":70},15,3,90,180,10,11.5,0,26,30,46.4,2217.6,{"$f":"IF($B3926>$F3926,0,IF($C3926>$G3926,0,ROUND((((($F3926-$B3926)/100)*IF('DBH-Upgrade'!$K$6='DBH-Upgrade'!$K$8,$BZ3940,($BE3926/(($F3926-18)/100))))+((($B3926-18)/100)*$CA3940))*$CE3940,0)))","v":0},{"$f":"IF($B3926>$F3926,0,IF($C3926>$G3926,0,ROUND((((($F3926-$B3926)/100)*IF('DBH-Upgrade'!$K$6='DBH-Upgrade'!$K$8,$BZ3940,($BE3926/(($F3926-18)/100))))+((($B3926-18)/100)*$CA3940))*$CD3940,0)))","v":0},{"$f":"IF($B3926>$F3926,0,IF($C3926>$G3926,0,ROUND(((($F3926-$B3926)/100)*IF('DBH-Upgrade'!$K$6='DBH-Upgrade'!$K$8,$BZ3940,($BE3926/(($F3926-18)/100))))+((($B3926-18)/100)*$CA3940),0)))","v":0},1.5,1.08,1.08,1.08,2218,{"$f":"IF($B3926>$F3926,0,IF($C3926>$G3926,0,ROUND(((($F3926-$B3926)/100)*(IF('DBH-Upgrade'!$K$6='DBH-Upgrade'!$K$8,$BZ3940,($BE3926/(($F3926-18)/100))))*$CH3940)+((($B3926-18)/100)*$CA3940*$CE3940*$CG3940),0)))","v":0},{"$f":"IF($B3926>$F3926,0,IF($C3926>$G3926,0,ROUND(((($F3926-$B3926)/100)*(IF('DBH-Upgrade'!$K$6='DBH-Upgrade'!$K$8,$BZ3940,($BE3926/(($F3926-18)/100))))*$CH3940)+((($B3926-18)/100)*$CA3940*$CD3940*$CG3940),0)))","v":0},{"$f":"IF($B3926>$F3926,0,IF($C3926>$G3926,0,ROUND(((($F3926-$B3926)/100)*(IF('DBH-Upgrade'!$K$6='DBH-Upgrade'!$K$8,$BZ3940,($BE3926/(($F3926-18)/100))))*$CH3940)+((($B3926-18)/100)*$CA3940*$CG3940),0)))","v":0},191,0,0,0,0.24792609965652934,0,0,0,3.969E-4,1.7345999999999999,2,3.6734700000000002E-4,{"$f":"IF($B3926>$F3926,0,IF($C3926>$G3926,0,ROUND((((($F3926-$B3926)/100)*IF('DBH-Upgrade'!$K$6='DBH-Upgrade'!$K$8,$CC3940,($BF3926/(($F3926-18)/100))))+((($B3926-18)/100)*$CB3940))*IF($E3926>50,IF($G3926=11,(1-(($E3926-50)*0.005)),IF($G3926=16,(1-(($E3926-50)*0.005)),IF($G3926=21,(1-(($E3926-50)*0.005)),1))),1)*$CE3940,0)))","v":0},{"$f":"IF($B3926>$F3926,0,IF($C3926>$G3926,0,ROUND((((($F3926-$B3926)/100)*IF('DBH-Upgrade'!$K$6='DBH-Upgrade'!$K$8,$CC3940,($BF3926/(($F3926-18)/100))))+((($B3926-18)/100)*$CB3940))*IF($E3926>50,IF($G3926=11,(1-(($E3926-50)*0.005)),IF($G3926=16,(1-(($E3926-50)*0.005)),IF($G3926=21,(1-(($E3926-50)*0.005)),1))),1)*$CD3940,0)))","v":0},{"$f":"IF($B3926>$F3926,0,IF($C3926>$G3926,0,ROUND((((($F3926-$B3926)/100)*IF('DBH-Upgrade'!$K$6='DBH-Upgrade'!$K$8,$CC3940,($BF3926/(($F3926-18)/100))))+((($B3926-18)/100)*$CB3940))*IF($E3926>50,IF($G3926=11,(1-(($E3926-50)*0.005)),IF($G3926=16,(1-(($E3926-50)*0.005)),IF($G3926=21,(1-(($E3926-50)*0.005)),1))),1),0)))","v":0},0.98,0.98,0.98,0,0,0,0,0,0,0,0,0,1.2,5.5,5.9,7.9,null,2464,null,0.9,null,null,0,13.2,15.1,21.85,null,1,1,1,0,0,0,null,0,0,0,1,2298,4062,502,78,0.80301038786259926,0.74330306539663082,null,1,1,0.99999999999999978,0.99999999999999978,null,0]
["3901801115",{"$f":"'DBH-Upgrade'!$K$8-$CL3927","v":70},15,3,90,180,11,11.5,0,26,30,46.4,2151.52,{"$f":"IF($B3927>$F3927,0,IF($C3927>$G3927,0,ROUND((((($F3927-$B3927)/100)*IF('DBH-Upgrade'!$K$6='DBH-Upgrade'!$K$8,$BZ3941,($BE3927/(($F3927-18)/100))))+((($B3927-18)/100)*$CA3941))*$CE3941,0)))","v":0},{"$f":"IF($B3927>$F3927,0,IF($C3927>$G3927,0,ROUND((((($F3927-$B3927)/100)*IF('DBH-Upgrade'!$K$6='DBH-Upgrade'!$K$8,$BZ3941,($BE3927/(($F3927-18)/100))))+((($B3927-18)/100)*$CA3941))*$CD3941,0)))","v":0},{"$f":"IF($B3927>$F3927,0,IF($C3927>$G3927,0,ROUND(((($F3927-$B3927)/100)*IF('DBH-Upgrade'!$K$6='DBH-Upgrade'!$K$8,$BZ3941,($BE3927/(($F3927-18)/100))))+((($B3927-18)/100)*$CA3941),0)))","v":0},1.5,1.1000000000000001,1.1000000000000001,1.1000000000000001,2152,{"$f":"IF($B3927>$F3927,0,IF($C3927>$G3927,0,ROUND(((($F3927-$B3927)/100)*(IF('DBH-Upgrade'!$K$6='DBH-Upgrade'!$K$8,$BZ3941,($BE3927/(($F3927-18)/100))))*$CH3941)+((($B3927-18)/100)*$CA3941*$CE3941*$CG3941),0)))","v":0},{"$f":"IF($B3927>$F3927,0,IF($C3927>$G3927,0,ROUND(((($F3927-$B3927)/100)*(IF('DBH-Upgrade'!$K$6='DBH-Upgrade'!$K$8,$BZ3941,($BE3927/(($F3927-18)/100))))*$CH3941)+((($B3927-18)/100)*$CA3941*$CD3941*$CG3941),0)))","v":0},{"$f":"IF($B3927>$F3927,0,IF($C3927>$G3927,0,ROUND(((($F3927-$B3927)/100)*(IF('DBH-Upgrade'!$K$6='DBH-Upgrade'!$K$8,$BZ3941,($BE3927/(($F3927-18)/100))))*$CH3941)+((($B3927-18)/100)*$CA3941*$CG3941),0)))","v":0},185,0,0,0,0.41324856546734773,0,0,0,3.969E-4,1.7345999999999999,4,5.7428799999999995E-4,{"$f":"IF($B3927>$F3927,0,IF($C3927>$G3927,0,ROUND((((($F3927-$B3927)/100)*IF('DBH-Upgrade'!$K$6='DBH-Upgrade'!$K$8,$CC3941,($BF3927/(($F3927-18)/100))))+((($B3927-18)/100)*$CB3941))*IF($E3927>50,IF($G3927=11,(1-(($E3927-50)*0.005)),IF($G3927=16,(1-(($E3927-50)*0.005)),IF($G3927=21,(1-(($E3927-50)*0.005)),1))),1)*$CE3941,0)))","v":0},{"$f":"IF($B3927>$F3927,0,IF($C3927>$G3927,0,ROUND((((($F3927-$B3927)/100)*IF('DBH-Upgrade'!$K$6='DBH-Upgrade'!$K$8,$CC3941,($BF3927/(($F3927-18)/100))))+((($B3927-18)/100)*$CB3941))*IF($E3927>50,IF($G3927=11,(1-(($E3927-50)*0.005)),IF($G3927=16,(1-(($E3927-50)*0.005)),IF($G3927=21,(1-(($E3927-50)*0.005)),1))),1)*$CD3941,0)))","v":0},{"$f":"IF($B3927>$F3927,0,IF($C3927>$G3927,0,ROUND((((($F3927-$B3927)/100)*IF('DBH-Upgrade'!$K$6='DBH-Upgrade'!$K$8,$CC3941,($BF3927/(($F3927-18)/100))))+((($B3927-18)/100)*$CB3941))*IF($E3927>50,IF($G3927=11,(1-(($E3927-50)*0.005)),IF($G3927=16,(1-(($E3927-50)*0.005)),IF($G3927=21,(1-(($E3927-50)*0.005)),1))),1),0)))","v":0},0.95,0.95,0.95,0,0,0,0,0,0,0,0,0,2.4,5.5,5.9,7.9,null,3164,null,0.68,null,null,0,13.2,15.1,21.85,null,1,1,1,0,0,0,null,0,0,0,1,2489,6098,791,92,0.71879122259285499,0.67122872584611504,null,1,1,0.99999999999999978,0.99999999999999978,null,0]
["3901801515",{"$f":"'DBH-Upgrade'!$K$8-$CL3928","v":50},15,3,90,180,15,16.5,0,26,30,46.4,3052.8,{"$f":"IF($B3928>$F3928,0,IF($C3928>$G3928,0,ROUND((((($F3928-$B3928)/100)*IF('DBH-Upgrade'!$K$6='DBH-Upgrade'!$K$8,$BZ3942,($BE3928/(($F3928-18)/100))))+((($B3928-18)/100)*$CA3942))*$CE3942,0)))","v":2060},{"$f":"IF($B3928>$F3928,0,IF($C3928>$G3928,0,ROUND((((($F3928-$B3928)/100)*IF('DBH-Upgrade'!$K$6='DBH-Upgrade'!$K$8,$BZ3942,($BE3928/(($F3928-18)/100))))+((($B3928-18)/100)*$CA3942))*$CD3942,0)))","v":2200},{"$f":"IF($B3928>$F3928,0,IF($C3928>$G3928,0,ROUND(((($F3928-$B3928)/100)*IF('DBH-Upgrade'!$K$6='DBH-Upgrade'!$K$8,$BZ3942,($BE3928/(($F3928-18)/100))))+((($B3928-18)/100)*$CA3942),0)))","v":3136},1.5,1.08,1.08,1.08,3053,{"$f":"IF($B3928>$F3928,0,IF($C3928>$G3928,0,ROUND(((($F3928-$B3928)/100)*(IF('DBH-Upgrade'!$K$6='DBH-Upgrade'!$K$8,$BZ3942,($BE3928/(($F3928-18)/100))))*$CH3942)+((($B3928-18)/100)*$CA3942*$CE3942*$CG3942),0)))","v":2780},{"$f":"IF($B3928>$F3928,0,IF($C3928>$G3928,0,ROUND(((($F3928-$B3928)/100)*(IF('DBH-Upgrade'!$K$6='DBH-Upgrade'!$K$8,$BZ3942,($BE3928/(($F3928-18)/100))))*$CH3942)+((($B3928-18)/100)*$CA3942*$CD3942*$CG3942),0)))","v":2826},{"$f":"IF($B3928>$F3928,0,IF($C3928>$G3928,0,ROUND(((($F3928-$B3928)/100)*(IF('DBH-Upgrade'!$K$6='DBH-Upgrade'!$K$8,$BZ3942,($BE3928/(($F3928-18)/100))))*$CH3942)+((($B3928-18)/100)*$CA3942*$CG3942),0)))","v":3136},263,239,243,270,0.41351740079505866,0.34371041964580107,0.3549091632253098,0.43505780492148066,2.0829999999999999E-4,1.724,2,4.6182900000000003E-4,{"$f":"IF($B3928>$F3928,0,IF($C3928>$G3928,0,ROUND((((($F3928-$B3928)/100)*IF('DBH-Upgrade'!$K$6='DBH-Upgrade'!$K$8,$CC3942,($BF3928/(($F3928-18)/100))))+((($B3928-18)/100)*$CB3942))*IF($E3928>50,IF($G3928=11,(1-(($E3928-50)*0.005)),IF($G3928=16,(1-(($E3928-50)*0.005)),IF($G3928=21,(1-(($E3928-50)*0.005)),1))),1)*$CE3942,0)))","v":147},{"$f":"IF($B3928>$F3928,0,IF($C3928>$G3928,0,ROUND((((($F3928-$B3928)/100)*IF('DBH-Upgrade'!$K$6='DBH-Upgrade'!$K$8,$CC3942,($BF3928/(($F3928-18)/100))))+((($B3928-18)/100)*$CB3942))*IF($E3928>50,IF($G3928=11,(1-(($E3928-50)*0.005)),IF($G3928=16,(1-(($E3928-50)*0.005)),IF($G3928=21,(1-(($E3928-50)*0.005)),1))),1)*$CD3942,0)))","v":157},{"$f":"IF($B3928>$F3928,0,IF($C3928>$G3928,0,ROUND((((($F3928-$B3928)/100)*IF('DBH-Upgrade'!$K$6='DBH-Upgrade'!$K$8,$CC3942,($BF3928/(($F3928-18)/100))))+((($B3928-18)/100)*$CB3942))*IF($E3928>50,IF($G3928=11,(1-(($E3928-50)*0.005)),IF($G3928=16,(1-(($E3928-50)*0.005)),IF($G3928=21,(1-(($E3928-50)*0.005)),1))),1),0)))","v":223},1.01,1.01,1.01,93,99,141,40,43,61,1.1149501610059665E-2,1.2795390719096394E-2,2.4930326669528328E-2,1.8,5.5,5.9,7.9,null,3816,null,0.8,null,null,0,13.2,15.1,21.85,null,1,1,1,93,99,141,null,0,0,0,1,{"$error":"#VALUE!"},0,0,{"$error":"#VALUE!"},0.79292312789827257,0.73211718284521199,null,1,1,0.99999999999999978,0.99999999999999978,null,20]
["3901801615",{"$f":"'DBH-Upgrade'!$K$8-$CL3929","v":50},15,3,90,180,16,16.5,0,26,30,46.4,3177.6400000000003,{"$f":"IF($B3929>$F3929,0,IF($C3929>$G3929,0,ROUND((((($F3929-$B3929)/100)*IF('DBH-Upgrade'!$K$6='DBH-Upgrade'!$K$8,$BZ3943,($BE3929/(($F3929-18)/100))))+((($B3929-18)/100)*$CA3943))*$CE3943,0)))","v":3761},{"$f":"IF($B3929>$F3929,0,IF($C3929>$G3929,0,ROUND((((($F3929-$B3929)/100)*IF('DBH-Upgrade'!$K$6='DBH-Upgrade'!$K$8,$BZ3943,($BE3929/(($F3929-18)/100))))+((($B3929-18)/100)*$CA3943))*$CD3943,0)))","v":4016},{"$f":"IF($B3929>$F3929,0,IF($C3929>$G3929,0,ROUND(((($F3929-$B3929)/100)*IF('DBH-Upgrade'!$K$6='DBH-Upgrade'!$K$8,$BZ3943,($BE3929/(($F3929-18)/100))))+((($B3929-18)/100)*$CA3943),0)))","v":5725},1.5,1.1000000000000001,1.1000000000000001,1.1000000000000001,3178,{"$f":"IF($B3929>$F3929,0,IF($C3929>$G3929,0,ROUND(((($F3929-$B3929)/100)*(IF('DBH-Upgrade'!$K$6='DBH-Upgrade'!$K$8,$BZ3943,($BE3929/(($F3929-18)/100))))*$CH3943)+((($B3929-18)/100)*$CA3943*$CE3943*$CG3943),0)))","v":5205},{"$f":"IF($B3929>$F3929,0,IF($C3929>$G3929,0,ROUND(((($F3929-$B3929)/100)*(IF('DBH-Upgrade'!$K$6='DBH-Upgrade'!$K$8,$BZ3943,($BE3929/(($F3929-18)/100))))*$CH3943)+((($B3929-18)/100)*$CA3943*$CD3943*$CG3943),0)))","v":5272},{"$f":"IF($B3929>$F3929,0,IF($C3929>$G3929,0,ROUND(((($F3929-$B3929)/100)*(IF('DBH-Upgrade'!$K$6='DBH-Upgrade'!$K$8,$BZ3943,($BE3929/(($F3929-18)/100))))*$CH3943)+((($B3929-18)/100)*$CA3943*$CG3943),0)))","v":5725},273,448,453,492,1.2315554201626615,3.2428032857875637,3.3140172222765774,3.8955677238304061,2.0829999999999999E-4,1.724,4,1.392796E-3,{"$f":"IF($B3929>$F3929,0,IF($C3929>$G3929,0,ROUND((((($F3929-$B3929)/100)*IF('DBH-Upgrade'!$K$6='DBH-Upgrade'!$K$8,$CC3943,($BF3929/(($F3929-18)/100))))+((($B3929-18)/100)*$CB3943))*IF($E3929>50,IF($G3929=11,(1-(($E3929-50)*0.005)),IF($G3929=16,(1-(($E3929-50)*0.005)),IF($G3929=21,(1-(($E3929-50)*0.005)),1))),1)*$CE3943,0)))","v":173},{"$f":"IF($B3929>$F3929,0,IF($C3929>$G3929,0,ROUND((((($F3929-$B3929)/100)*IF('DBH-Upgrade'!$K$6='DBH-Upgrade'!$K$8,$CC3943,($BF3929/(($F3929-18)/100))))+((($B3929-18)/100)*$CB3943))*IF($E3929>50,IF($G3929=11,(1-(($E3929-50)*0.005)),IF($G3929=16,(1-(($E3929-50)*0.005)),IF($G3929=21,(1-(($E3929-50)*0.005)),1))),1)*$CD3943,0)))","v":185},{"$f":"IF($B3929>$F3929,0,IF($C3929>$G3929,0,ROUND((((($F3929-$B3929)/100)*IF('DBH-Upgrade'!$K$6='DBH-Upgrade'!$K$8,$CC3943,($BF3929/(($F3929-18)/100))))+((($B3929-18)/100)*$CB3943))*IF($E3929>50,IF($G3929=11,(1-(($E3929-50)*0.005)),IF($G3929=16,(1-(($E3929-50)*0.005)),IF($G3929=21,(1-(($E3929-50)*0.005)),1))),1),0)))","v":264},0.95,0.95,0.95,152,163,232,65,70,100,7.5719594937862358E-2,8.7392962652427339E-2,0.17442862201013581,3.6,5.5,5.9,7.9,null,4673,null,0.68,null,null,0,13.2,15.1,21.85,null,1,1,1,152,163,232,null,0,0,0,1,{"$f":"ROUND(IF($C3915=0,0,IF($C3915=10,IF($G3915=10,1127,IF($G3915=11,2263,\"UNDEFINED\")),IF($C3915=15,IF($G3915=10,\"NOT POSSIBLE\",IF($G3915=11,\"NOT POSSIBLE\",IF($G3915=15,1615,IF($G3915=16,3238,IF($G3915=20,2298,IF($G3915=21,2489)))))),\"ERROR\"))),0)","v":{"$error":"#VALUE!"}},0,0,{"$f":"ROUND(IF($C3915=0,0,IF($C3915=10,IF($G3915=10,62,IF($G3915=11,50,\"UNDEFINED\")),IF($C3915=15,IF($G3915=10,\"NOT POSSIBLE\",IF($G3915=11,\"NOT POSSIBLE\",IF($G3915=15,63,IF($G3915=16,75,IF($G3915=20,78,IF($G3915=21,92)))))),\"ERROR\"))),0)","v":{"$error":"#VALUE!"}},0.79292312789827257,0.73211718284521199,null,1,1,0.99999999999999978,0.99999999999999978,null,20]
["3901802015",{"$f":"'DBH-Upgrade'!$K$8-$CL3930","v":50},15,3,90,180,20,21.5,0,26,30,46.4,4258.4000000000005,{"$f":"IF($B3930>$F3930,0,IF($C3930>$G3930,0,ROUND((((($F3930-$B3930)/100)*IF('DBH-Upgrade'!$K$6='DBH-Upgrade'!$K$8,$BZ3944,($BE3930/(($F3930-18)/100))))+((($B3930-18)/100)*$CA3944))*$CE3944,0)))","v":3096},{"$f":"IF($B3930>$F3930,0,IF($C3930>$G3930,0,ROUND((((($F3930-$B3930)/100)*IF('DBH-Upgrade'!$K$6='DBH-Upgrade'!$K$8,$BZ3944,($BE3930/(($F3930-18)/100))))+((($B3930-18)/100)*$CA3944))*$CD3944,0)))","v":3361},{"$f":"IF($B3930>$F3930,0,IF($C3930>$G3930,0,ROUND(((($F3930-$B3930)/100)*IF('DBH-Upgrade'!$K$6='DBH-Upgrade'!$K$8,$BZ3944,($BE3930/(($F3930-18)/100))))+((($B3930-18)/100)*$CA3944),0)))","v":4287},1.5,1.08,1.08,1.08,4258,{"$f":"IF($B3930>$F3930,0,IF($C3930>$G3930,0,ROUND(((($F3930-$B3930)/100)*(IF('DBH-Upgrade'!$K$6='DBH-Upgrade'!$K$8,$BZ3944,($BE3930/(($F3930-18)/100))))*$CH3944)+((($B3930-18)/100)*$CA3944*$CE3944*$CG3944),0)))","v":3926},{"$f":"IF($B3930>$F3930,0,IF($C3930>$G3930,0,ROUND(((($F3930-$B3930)/100)*(IF('DBH-Upgrade'!$K$6='DBH-Upgrade'!$K$8,$BZ3944,($BE3930/(($F3930-18)/100))))*$CH3944)+((($B3930-18)/100)*$CA3944*$CD3944*$CG3944),0)))","v":4007},{"$f":"IF($B3930>$F3930,0,IF($C3930>$G3930,0,ROUND(((($F3930-$B3930)/100)*(IF('DBH-Upgrade'!$K$6='DBH-Upgrade'!$K$8,$BZ3944,($BE3930/(($F3930-18)/100))))*$CH3944)+((($B3930-18)/100)*$CA3944*$CG3944),0)))","v":4287},366,338,345,369,0.60185780697981983,0.51534370646091865,0.53635545716694388,0.61151708541631244,1.2760000000000001E-4,1.7219,2,3.76611E-4,{"$f":"IF($B3930>$F3930,0,IF($C3930>$G3930,0,ROUND((((($F3930-$B3930)/100)*IF('DBH-Upgrade'!$K$6='DBH-Upgrade'!$K$8,$CC3944,($BF3930/(($F3930-18)/100))))+((($B3930-18)/100)*$CB3944))*IF($E3930>50,IF($G3930=11,(1-(($E3930-50)*0.005)),IF($G3930=16,(1-(($E3930-50)*0.005)),IF($G3930=21,(1-(($E3930-50)*0.005)),1))),1)*$CE3944,0)))","v":189},{"$f":"IF($B3930>$F3930,0,IF($C3930>$G3930,0,ROUND((((($F3930-$B3930)/100)*IF('DBH-Upgrade'!$K$6='DBH-Upgrade'!$K$8,$CC3944,($BF3930/(($F3930-18)/100))))+((($B3930-18)/100)*$CB3944))*IF($E3930>50,IF($G3930=11,(1-(($E3930-50)*0.005)),IF($G3930=16,(1-(($E3930-50)*0.005)),IF($G3930=21,(1-(($E3930-50)*0.005)),1))),1)*$CD3944,0)))","v":205},{"$f":"IF($B3930>$F3930,0,IF($C3930>$G3930,0,ROUND((((($F3930-$B3930)/100)*IF('DBH-Upgrade'!$K$6='DBH-Upgrade'!$K$8,$CC3944,($BF3930/(($F3930-18)/100))))+((($B3930-18)/100)*$CB3944))*IF($E3930>50,IF($G3930=11,(1-(($E3930-50)*0.005)),IF($G3930=16,(1-(($E3930-50)*0.005)),IF($G3930=21,(1-(($E3930-50)*0.005)),1))),1),0)))","v":262},0.95,0.95,0.95,116,126,161,50,54,69,1.2715347417876907E-2,1.4745021627273581E-2,2.3645932183569557E-2,2.4,5.5,5.9,7.9,null,5323,null,0.8,null,null,0,13.2,15.1,21.85,null,1,1,1,116,126,161,null,0,0,0,1,1615,3238,442,63,0.7127093372490777,0.66550507053605756,null,1,1,0.99999999999999978,0.99999999999999978,null,20]
["3901802115",{"$f":"'DBH-Upgrade'!$K$8-$CL3931","v":50},15,3,90,180,21,21.5,0,26,30,46.4,5428.8,{"$f":"IF($B3931>$F3931,0,IF($C3931>$G3931,0,ROUND((((($F3931-$B3931)/100)*IF('DBH-Upgrade'!$K$6='DBH-Upgrade'!$K$8,$BZ3945,($BE3931/(($F3931-18)/100))))+((($B3931-18)/100)*$CA3945))*$CE3945,0)))","v":3408},{"$f":"IF($B3931>$F3931,0,IF($C3931>$G3931,0,ROUND((((($F3931-$B3931)/100)*IF('DBH-Upgrade'!$K$6='DBH-Upgrade'!$K$8,$BZ3945,($BE3931/(($F3931-18)/100))))+((($B3931-18)/100)*$CA3945))*$CD3945,0)))","v":3639},{"$f":"IF($B3931>$F3931,0,IF($C3931>$G3931,0,ROUND(((($F3931-$B3931)/100)*IF('DBH-Upgrade'!$K$6='DBH-Upgrade'!$K$8,$BZ3945,($BE3931/(($F3931-18)/100))))+((($B3931-18)/100)*$CA3945),0)))","v":5187},1.5,1.05,1.05,1.05,5429,{"$f":"IF($B3931>$F3931,0,IF($C3931>$G3931,0,ROUND(((($F3931-$B3931)/100)*(IF('DBH-Upgrade'!$K$6='DBH-Upgrade'!$K$8,$BZ3945,($BE3931/(($F3931-18)/100))))*$CH3945)+((($B3931-18)/100)*$CA3945*$CE3945*$CG3945),0)))","v":4518},{"$f":"IF($B3931>$F3931,0,IF($C3931>$G3931,0,ROUND(((($F3931-$B3931)/100)*(IF('DBH-Upgrade'!$K$6='DBH-Upgrade'!$K$8,$BZ3945,($BE3931/(($F3931-18)/100))))*$CH3945)+((($B3931-18)/100)*$CA3945*$CD3945*$CG3945),0)))","v":4605},{"$f":"IF($B3931>$F3931,0,IF($C3931>$G3931,0,ROUND(((($F3931-$B3931)/100)*(IF('DBH-Upgrade'!$K$6='DBH-Upgrade'!$K$8,$BZ3945,($BE3931/(($F3931-18)/100))))*$CH3945)+((($B3931-18)/100)*$CA3945*$CG3945),0)))","v":5187},467,389,396,446,1.4259468895379601,1.0012206018209007,1.0363546405529349,1.3044270131863041,1.2760000000000001E-4,1.7219,4,5.1420100000000005E-4,{"$f":"IF($B3931>$F3931,0,IF($C3931>$G3931,0,ROUND((((($F3931-$B3931)/100)*IF('DBH-Upgrade'!$K$6='DBH-Upgrade'!$K$8,$CC3945,($BF3931/(($F3931-18)/100))))+((($B3931-18)/100)*$CB3945))*IF($E3931>50,IF($G3931=11,(1-(($E3931-50)*0.005)),IF($G3931=16,(1-(($E3931-50)*0.005)),IF($G3931=21,(1-(($E3931-50)*0.005)),1))),1)*$CE3945,0)))","v":196},{"$f":"IF($B3931>$F3931,0,IF($C3931>$G3931,0,ROUND((((($F3931-$B3931)/100)*IF('DBH-Upgrade'!$K$6='DBH-Upgrade'!$K$8,$CC3945,($BF3931/(($F3931-18)/100))))+((($B3931-18)/100)*$CB3945))*IF($E3931>50,IF($G3931=11,(1-(($E3931-50)*0.005)),IF($G3931=16,(1-(($E3931-50)*0.005)),IF($G3931=21,(1-(($E3931-50)*0.005)),1))),1)*$CD3945,0)))","v":209},{"$f":"IF($B3931>$F3931,0,IF($C3931>$G3931,0,ROUND((((($F3931-$B3931)/100)*IF('DBH-Upgrade'!$K$6='DBH-Upgrade'!$K$8,$CC3945,($BF3931/(($F3931-18)/100))))+((($B3931-18)/100)*$CB3945))*IF($E3931>50,IF($G3931=11,(1-(($E3931-50)*0.005)),IF($G3931=16,(1-(($E3931-50)*0.005)),IF($G3931=21,(1-(($E3931-50)*0.005)),1))),1),0)))","v":298},0.85,0.85,0.85,166,178,253,71,77,109,3.8163282067136463E-2,4.4551134311998794E-2,8.6566103900234004E-2,4.8,5.5,5.9,7.9,null,6786,null,0.8,null,null,0,13.2,15.1,21.85,null,1,1,1,166,178,253,null,0,0,0,1,3238,4735,725,75,0.7127093372490777,0.66550507053605756,null,1,1,0.99999999999999978,0.99999999999999978,null,20]
["3902001015",{"$f":"'DBH-Upgrade'!$K$8-$CL3932","v":70},15,3,90,200,10,11.5,0,26,30,47.1,2464.2000000000003,{"$f":"IF($B3932>$F3932,0,IF($C3932>$G3932,0,ROUND((((($F3932-$B3932)/100)*IF('DBH-Upgrade'!$K$6='DBH-Upgrade'!$K$8,$BZ3946,($BE3932/(($F3932-18)/100))))+((($B3932-18)/100)*$CA3946))*$CE3946,0)))","v":0},{"$f":"IF($B3932>$F3932,0,IF($C3932>$G3932,0,ROUND((((($F3932-$B3932)/100)*IF('DBH-Upgrade'!$K$6='DBH-Upgrade'!$K$8,$BZ3946,($BE3932/(($F3932-18)/100))))+((($B3932-18)/100)*$CA3946))*$CD3946,0)))","v":0},{"$f":"IF($B3932>$F3932,0,IF($C3932>$G3932,0,ROUND(((($F3932-$B3932)/100)*IF('DBH-Upgrade'!$K$6='DBH-Upgrade'!$K$8,$BZ3946,($BE3932/(($F3932-18)/100))))+((($B3932-18)/100)*$CA3946),0)))","v":0},1.5,1.08,1.08,1.08,2464,{"$f":"IF($B3932>$F3932,0,IF($C3932>$G3932,0,ROUND(((($F3932-$B3932)/100)*(IF('DBH-Upgrade'!$K$6='DBH-Upgrade'!$K$8,$BZ3946,($BE3932/(($F3932-18)/100))))*$CH3946)+((($B3932-18)/100)*$CA3946*$CE3946*$CG3946),0)))","v":0},{"$f":"IF($B3932>$F3932,0,IF($C3932>$G3932,0,ROUND(((($F3932-$B3932)/100)*(IF('DBH-Upgrade'!$K$6='DBH-Upgrade'!$K$8,$BZ3946,($BE3932/(($F3932-18)/100))))*$CH3946)+((($B3932-18)/100)*$CA3946*$CD3946*$CG3946),0)))","v":0},{"$f":"IF($B3932>$F3932,0,IF($C3932>$G3932,0,ROUND(((($F3932-$B3932)/100)*(IF('DBH-Upgrade'!$K$6='DBH-Upgrade'!$K$8,$BZ3946,($BE3932/(($F3932-18)/100))))*$CH3946)+((($B3932-18)/100)*$CA3946*$CG3946),0)))","v":0},212,0,0,0,0.31839322337808124,0,0,0,3.969E-4,1.7345999999999999,2,3.6734700000000002E-4,{"$f":"IF($B3932>$F3932,0,IF($C3932>$G3932,0,ROUND((((($F3932-$B3932)/100)*IF('DBH-Upgrade'!$K$6='DBH-Upgrade'!$K$8,$CC3946,($BF3932/(($F3932-18)/100))))+((($B3932-18)/100)*$CB3946))*IF($E3932>50,IF($G3932=11,(1-(($E3932-50)*0.005)),IF($G3932=16,(1-(($E3932-50)*0.005)),IF($G3932=21,(1-(($E3932-50)*0.005)),1))),1)*$CE3946,0)))","v":0},{"$f":"IF($B3932>$F3932,0,IF($C3932>$G3932,0,ROUND((((($F3932-$B3932)/100)*IF('DBH-Upgrade'!$K$6='DBH-Upgrade'!$K$8,$CC3946,($BF3932/(($F3932-18)/100))))+((($B3932-18)/100)*$CB3946))*IF($E3932>50,IF($G3932=11,(1-(($E3932-50)*0.005)),IF($G3932=16,(1-(($E3932-50)*0.005)),IF($G3932=21,(1-(($E3932-50)*0.005)),1))),1)*$CD3946,0)))","v":0},{"$f":"IF($B3932>$F3932,0,IF($C3932>$G3932,0,ROUND((((($F3932-$B3932)/100)*IF('DBH-Upgrade'!$K$6='DBH-Upgrade'!$K$8,$CC3946,($BF3932/(($F3932-18)/100))))+((($B3932-18)/100)*$CB3946))*IF($E3932>50,IF($G3932=11,(1-(($E3932-50)*0.005)),IF($G3932=16,(1-(($E3932-50)*0.005)),IF($G3932=21,(1-(($E3932-50)*0.005)),1))),1),0)))","v":0},0.98,0.98,0.98,0,0,0,0,0,0,0,0,0,1.3,5.5,5.9,7.9,null,2738,null,0.9,null,null,0,13.2,15.1,21.85,null,1,1,1,0,0,0,null,0,0,0,1,2298,4062,502,78,0.79292312789827257,0.73211718284521199,null,1,1,0.99999999999999978,0.99999999999999978,null,0]
["3902001115",{"$f":"'DBH-Upgrade'!$K$8-$CL3933","v":70},15,3,90,200,11,11.5,0,26,30,47.1,2390.88,{"$f":"IF($B3933>$F3933,0,IF($C3933>$G3933,0,ROUND((((($F3933-$B3933)/100)*IF('DBH-Upgrade'!$K$6='DBH-Upgrade'!$K$8,$BZ3947,($BE3933/(($F3933-18)/100))))+((($B3933-18)/100)*$CA3947))*$CE3947,0)))","v":0},{"$f":"IF($B3933>$F3933,0,IF($C3933>$G3933,0,ROUND((((($F3933-$B3933)/100)*IF('DBH-Upgrade'!$K$6='DBH-Upgrade'!$K$8,$BZ3947,($BE3933/(($F3933-18)/100))))+((($B3933-18)/100)*$CA3947))*$CD3947,0)))","v":0},{"$f":"IF($B3933>$F3933,0,IF($C3933>$G3933,0,ROUND(((($F3933-$B3933)/100)*IF('DBH-Upgrade'!$K$6='DBH-Upgrade'!$K$8,$BZ3947,($BE3933/(($F3933-18)/100))))+((($B3933-18)/100)*$CA3947),0)))","v":0},1.5,1.1000000000000001,1.1000000000000001,1.1000000000000001,2391,{"$f":"IF($B3933>$F3933,0,IF($C3933>$G3933,0,ROUND(((($F3933-$B3933)/100)*(IF('DBH-Upgrade'!$K$6='DBH-Upgrade'!$K$8,$BZ3947,($BE3933/(($F3933-18)/100))))*$CH3947)+((($B3933-18)/100)*$CA3947*$CE3947*$CG3947),0)))","v":0},{"$f":"IF($B3933>$F3933,0,IF($C3933>$G3933,0,ROUND(((($F3933-$B3933)/100)*(IF('DBH-Upgrade'!$K$6='DBH-Upgrade'!$K$8,$BZ3947,($BE3933/(($F3933-18)/100))))*$CH3947)+((($B3933-18)/100)*$CA3947*$CD3947*$CG3947),0)))","v":0},{"$f":"IF($B3933>$F3933,0,IF($C3933>$G3933,0,ROUND(((($F3933-$B3933)/100)*(IF('DBH-Upgrade'!$K$6='DBH-Upgrade'!$K$8,$BZ3947,($BE3933/(($F3933-18)/100))))*$CH3947)+((($B3933-18)/100)*$CA3947*$CG3947),0)))","v":0},206,0,0,0,0.53680533991146306,0,0,0,3.969E-4,1.7345999999999999,4,5.7428799999999995E-4,{"$f":"IF($B3933>$F3933,0,IF($C3933>$G3933,0,ROUND((((($F3933-$B3933)/100)*IF('DBH-Upgrade'!$K$6='DBH-Upgrade'!$K$8,$CC3947,($BF3933/(($F3933-18)/100))))+((($B3933-18)/100)*$CB3947))*IF($E3933>50,IF($G3933=11,(1-(($E3933-50)*0.005)),IF($G3933=16,(1-(($E3933-50)*0.005)),IF($G3933=21,(1-(($E3933-50)*0.005)),1))),1)*$CE3947,0)))","v":0},{"$f":"IF($B3933>$F3933,0,IF($C3933>$G3933,0,ROUND((((($F3933-$B3933)/100)*IF('DBH-Upgrade'!$K$6='DBH-Upgrade'!$K$8,$CC3947,($BF3933/(($F3933-18)/100))))+((($B3933-18)/100)*$CB3947))*IF($E3933>50,IF($G3933=11,(1-(($E3933-50)*0.005)),IF($G3933=16,(1-(($E3933-50)*0.005)),IF($G3933=21,(1-(($E3933-50)*0.005)),1))),1)*$CD3947,0)))","v":0},{"$f":"IF($B3933>$F3933,0,IF($C3933>$G3933,0,ROUND((((($F3933-$B3933)/100)*IF('DBH-Upgrade'!$K$6='DBH-Upgrade'!$K$8,$CC3947,($BF3933/(($F3933-18)/100))))+((($B3933-18)/100)*$CB3947))*IF($E3933>50,IF($G3933=11,(1-(($E3933-50)*0.005)),IF($G3933=16,(1-(($E3933-50)*0.005)),IF($G3933=21,(1-(($E3933-50)*0.005)),1))),1),0)))","v":0},0.95,0.95,0.95,0,0,0,0,0,0,0,0,0,2.7,5.5,5.9,7.9,null,3516,null,0.68,null,null,0,13.2,15.1,21.85,null,1,1,1,0,0,0,null,0,0,0,1,2489,6098,791,92,0.7127093372490777,0.66550507053605756,null,1,1,0.99999999999999978,0.99999999999999978,null,0]
["3902001515",{"$f":"'DBH-Upgrade'!$K$8-$CL3934","v":70},15,3,90,200,15,16.5,0,26,30,47.1,3392,{"$f":"IF($B3934>$F3934,0,IF($C3934>$G3934,0,ROUND((((($F3934-$B3934)/100)*IF('DBH-Upgrade'!$K$6='DBH-Upgrade'!$K$8,$BZ3948,($BE3934/(($F3934-18)/100))))+((($B3934-18)/100)*$CA3948))*$CE3948,0)))","v":2488},{"$f":"IF($B3934>$F3934,0,IF($C3934>$G3934,0,ROUND((((($F3934-$B3934)/100)*IF('DBH-Upgrade'!$K$6='DBH-Upgrade'!$K$8,$BZ3948,($BE3934/(($F3934-18)/100))))+((($B3934-18)/100)*$CA3948))*$CD3948,0)))","v":2621},{"$f":"IF($B3934>$F3934,0,IF($C3934>$G3934,0,ROUND(((($F3934-$B3934)/100)*IF('DBH-Upgrade'!$K$6='DBH-Upgrade'!$K$8,$BZ3948,($BE3934/(($F3934-18)/100))))+((($B3934-18)/100)*$CA3948),0)))","v":3783},1.5,1.08,1.08,1.08,3392,{"$f":"IF($B3934>$F3934,0,IF($C3934>$G3934,0,ROUND(((($F3934-$B3934)/100)*(IF('DBH-Upgrade'!$K$6='DBH-Upgrade'!$K$8,$BZ3948,($BE3934/(($F3934-18)/100))))*$CH3948)+((($B3934-18)/100)*$CA3948*$CE3948*$CG3948),0)))","v":3207},{"$f":"IF($B3934>$F3934,0,IF($C3934>$G3934,0,ROUND(((($F3934-$B3934)/100)*(IF('DBH-Upgrade'!$K$6='DBH-Upgrade'!$K$8,$BZ3948,($BE3934/(($F3934-18)/100))))*$CH3948)+((($B3934-18)/100)*$CA3948*$CD3948*$CG3948),0)))","v":3266},{"$f":"IF($B3934>$F3934,0,IF($C3934>$G3934,0,ROUND(((($F3934-$B3934)/100)*(IF('DBH-Upgrade'!$K$6='DBH-Upgrade'!$K$8,$BZ3948,($BE3934/(($F3934-18)/100))))*$CH3948)+((($B3934-18)/100)*$CA3948*$CG3948),0)))","v":3783},292,276,281,325,0.52074604065276109,0.46712992992451396,0.483581280464911,0.64023557272368126,2.0829999999999999E-4,1.724,2,4.6182900000000003E-4,{"$f":"IF($B3934>$F3934,0,IF($C3934>$G3934,0,ROUND((((($F3934-$B3934)/100)*IF('DBH-Upgrade'!$K$6='DBH-Upgrade'!$K$8,$CC3948,($BF3934/(($F3934-18)/100))))+((($B3934-18)/100)*$CB3948))*IF($E3934>50,IF($G3934=11,(1-(($E3934-50)*0.005)),IF($G3934=16,(1-(($E3934-50)*0.005)),IF($G3934=21,(1-(($E3934-50)*0.005)),1))),1)*$CE3948,0)))","v":205},{"$f":"IF($B3934>$F3934,0,IF($C3934>$G3934,0,ROUND((((($F3934-$B3934)/100)*IF('DBH-Upgrade'!$K$6='DBH-Upgrade'!$K$8,$CC3948,($BF3934/(($F3934-18)/100))))+((($B3934-18)/100)*$CB3948))*IF($E3934>50,IF($G3934=11,(1-(($E3934-50)*0.005)),IF($G3934=16,(1-(($E3934-50)*0.005)),IF($G3934=21,(1-(($E3934-50)*0.005)),1))),1)*$CD3948,0)))","v":216},{"$f":"IF($B3934>$F3934,0,IF($C3934>$G3934,0,ROUND((((($F3934-$B3934)/100)*IF('DBH-Upgrade'!$K$6='DBH-Upgrade'!$K$8,$CC3948,($BF3934/(($F3934-18)/100))))+((($B3934-18)/100)*$CB3948))*IF($E3934>50,IF($G3934=11,(1-(($E3934-50)*0.005)),IF($G3934=16,(1-(($E3934-50)*0.005)),IF($G3934=21,(1-(($E3934-50)*0.005)),1))),1),0)))","v":312},1.01,1.01,1.01,151,159,230,65,68,99,2.9237496801579874E-2,3.1861611898728645E-2,6.5251466875464487E-2,2,5.5,5.9,7.9,null,4240,null,0.8,null,null,0,13.2,15.1,21.85,null,1,1,1,151,159,230,null,0,0,0,1,{"$error":"#VALUE!"},0,0,{"$error":"#VALUE!"},0.78402243332267385,0.72223627558039949,null,1,1,0.99999999999999978,0.99999999999999978,null,0]
["3902001615",{"$f":"'DBH-Upgrade'!$K$8-$CL3935","v":70},15,3,90,200,16,16.5,0,26,30,47.1,3530.5600000000004,{"$f":"IF($B3935>$F3935,0,IF($C3935>$G3935,0,ROUND((((($F3935-$B3935)/100)*IF('DBH-Upgrade'!$K$6='DBH-Upgrade'!$K$8,$BZ3949,($BE3935/(($F3935-18)/100))))+((($B3935-18)/100)*$CA3949))*$CE3949,0)))","v":4387},{"$f":"IF($B3935>$F3935,0,IF($C3935>$G3935,0,ROUND((((($F3935-$B3935)/100)*IF('DBH-Upgrade'!$K$6='DBH-Upgrade'!$K$8,$BZ3949,($BE3935/(($F3935-18)/100))))+((($B3935-18)/100)*$CA3949))*$CD3949,0)))","v":4623},{"$f":"IF($B3935>$F3935,0,IF($C3935>$G3935,0,ROUND(((($F3935-$B3935)/100)*IF('DBH-Upgrade'!$K$6='DBH-Upgrade'!$K$8,$BZ3949,($BE3935/(($F3935-18)/100))))+((($B3935-18)/100)*$CA3949),0)))","v":6672},1.5,1.1000000000000001,1.1000000000000001,1.1000000000000001,3531,{"$f":"IF($B3935>$F3935,0,IF($C3935>$G3935,0,ROUND(((($F3935-$B3935)/100)*(IF('DBH-Upgrade'!$K$6='DBH-Upgrade'!$K$8,$BZ3949,($BE3935/(($F3935-18)/100))))*$CH3949)+((($B3935-18)/100)*$CA3949*$CE3949*$CG3949),0)))","v":5829},{"$f":"IF($B3935>$F3935,0,IF($C3935>$G3935,0,ROUND(((($F3935-$B3935)/100)*(IF('DBH-Upgrade'!$K$6='DBH-Upgrade'!$K$8,$BZ3949,($BE3935/(($F3935-18)/100))))*$CH3949)+((($B3935-18)/100)*$CA3949*$CD3949*$CG3949),0)))","v":5916},{"$f":"IF($B3935>$F3935,0,IF($C3935>$G3935,0,ROUND(((($F3935-$B3935)/100)*(IF('DBH-Upgrade'!$K$6='DBH-Upgrade'!$K$8,$BZ3949,($BE3935/(($F3935-18)/100))))*$CH3949)+((($B3935-18)/100)*$CA3949*$CG3949),0)))","v":6672},304,501,509,574,1.5505092287131501,4.1100407284765366,4.2392671295629345,5.3619534236907409,2.0829999999999999E-4,1.724,4,1.392796E-3,{"$f":"IF($B3935>$F3935,0,IF($C3935>$G3935,0,ROUND((((($F3935-$B3935)/100)*IF('DBH-Upgrade'!$K$6='DBH-Upgrade'!$K$8,$CC3949,($BF3935/(($F3935-18)/100))))+((($B3935-18)/100)*$CB3949))*IF($E3935>50,IF($G3935=11,(1-(($E3935-50)*0.005)),IF($G3935=16,(1-(($E3935-50)*0.005)),IF($G3935=21,(1-(($E3935-50)*0.005)),1))),1)*$CE3949,0)))","v":250},{"$f":"IF($B3935>$F3935,0,IF($C3935>$G3935,0,ROUND((((($F3935-$B3935)/100)*IF('DBH-Upgrade'!$K$6='DBH-Upgrade'!$K$8,$CC3949,($BF3935/(($F3935-18)/100))))+((($B3935-18)/100)*$CB3949))*IF($E3935>50,IF($G3935=11,(1-(($E3935-50)*0.005)),IF($G3935=16,(1-(($E3935-50)*0.005)),IF($G3935=21,(1-(($E3935-50)*0.005)),1))),1)*$CD3949,0)))","v":263},{"$f":"IF($B3935>$F3935,0,IF($C3935>$G3935,0,ROUND((((($F3935-$B3935)/100)*IF('DBH-Upgrade'!$K$6='DBH-Upgrade'!$K$8,$CC3949,($BF3935/(($F3935-18)/100))))+((($B3935-18)/100)*$CB3949))*IF($E3935>50,IF($G3935=11,(1-(($E3935-50)*0.005)),IF($G3935=16,(1-(($E3935-50)*0.005)),IF($G3935=21,(1-(($E3935-50)*0.005)),1))),1),0)))","v":380},0.95,0.95,0.95,248,261,377,107,112,162,0.20404811687786206,0.22290792269180587,0.45588397642057166,4,5.5,5.9,7.9,null,5192,null,0.68,null,null,0,13.2,15.1,21.85,null,1,1,1,248,261,377,null,0,0,0,1,{"$error":"#VALUE!"},0,0,{"$error":"#VALUE!"},0.78402243332267385,0.72223627558039949,null,1,1,0.99999999999999978,0.99999999999999978,null,0]
["3902002015",{"$f":"'DBH-Upgrade'!$K$8-$CL3936","v":70},15,3,90,200,20,21.5,0,26,30,47.1,4731.2,{"$f":"IF($B3936>$F3936,0,IF($C3936>$G3936,0,ROUND((((($F3936-$B3936)/100)*IF('DBH-Upgrade'!$K$6='DBH-Upgrade'!$K$8,$BZ3950,($BE3936/(($F3936-18)/100))))+((($B3936-18)/100)*$CA3950))*$CE3950,0)))","v":3597},{"$f":"IF($B3936>$F3936,0,IF($C3936>$G3936,0,ROUND((((($F3936-$B3936)/100)*IF('DBH-Upgrade'!$K$6='DBH-Upgrade'!$K$8,$BZ3950,($BE3936/(($F3936-18)/100))))+((($B3936-18)/100)*$CA3950))*$CD3950,0)))","v":3921},{"$f":"IF($B3936>$F3936,0,IF($C3936>$G3936,0,ROUND(((($F3936-$B3936)/100)*IF('DBH-Upgrade'!$K$6='DBH-Upgrade'!$K$8,$BZ3950,($BE3936/(($F3936-18)/100))))+((($B3936-18)/100)*$CA3950),0)))","v":5100},1.5,1.08,1.08,1.08,4731,{"$f":"IF($B3936>$F3936,0,IF($C3936>$G3936,0,ROUND(((($F3936-$B3936)/100)*(IF('DBH-Upgrade'!$K$6='DBH-Upgrade'!$K$8,$BZ3950,($BE3936/(($F3936-18)/100))))*$CH3950)+((($B3936-18)/100)*$CA3950*$CE3950*$CG3950),0)))","v":4477},{"$f":"IF($B3936>$F3936,0,IF($C3936>$G3936,0,ROUND(((($F3936-$B3936)/100)*(IF('DBH-Upgrade'!$K$6='DBH-Upgrade'!$K$8,$BZ3950,($BE3936/(($F3936-18)/100))))*$CH3950)+((($B3936-18)/100)*$CA3950*$CD3950*$CG3950),0)))","v":4611},{"$f":"IF($B3936>$F3936,0,IF($C3936>$G3936,0,ROUND(((($F3936-$B3936)/100)*(IF('DBH-Upgrade'!$K$6='DBH-Upgrade'!$K$8,$BZ3950,($BE3936/(($F3936-18)/100))))*$CH3950)+((($B3936-18)/100)*$CA3950*$CG3950),0)))","v":5100},407,385,397,439,0.75596766316937036,0.6784652615383655,0.72023081839395831,0.87601157275146602,1.2760000000000001E-4,1.7219,2,3.76611E-4,{"$f":"IF($B3936>$F3936,0,IF($C3936>$G3936,0,ROUND((((($F3936-$B3936)/100)*IF('DBH-Upgrade'!$K$6='DBH-Upgrade'!$K$8,$CC3950,($BF3936/(($F3936-18)/100))))+((($B3936-18)/100)*$CB3950))*IF($E3936>50,IF($G3936=11,(1-(($E3936-50)*0.005)),IF($G3936=16,(1-(($E3936-50)*0.005)),IF($G3936=21,(1-(($E3936-50)*0.005)),1))),1)*$CE3950,0)))","v":256},{"$f":"IF($B3936>$F3936,0,IF($C3936>$G3936,0,ROUND((((($F3936-$B3936)/100)*IF('DBH-Upgrade'!$K$6='DBH-Upgrade'!$K$8,$CC3950,($BF3936/(($F3936-18)/100))))+((($B3936-18)/100)*$CB3950))*IF($E3936>50,IF($G3936=11,(1-(($E3936-50)*0.005)),IF($G3936=16,(1-(($E3936-50)*0.005)),IF($G3936=21,(1-(($E3936-50)*0.005)),1))),1)*$CD3950,0)))","v":279},{"$f":"IF($B3936>$F3936,0,IF($C3936>$G3936,0,ROUND((((($F3936-$B3936)/100)*IF('DBH-Upgrade'!$K$6='DBH-Upgrade'!$K$8,$CC3950,($BF3936/(($F3936-18)/100))))+((($B3936-18)/100)*$CB3950))*IF($E3936>50,IF($G3936=11,(1-(($E3936-50)*0.005)),IF($G3936=16,(1-(($E3936-50)*0.005)),IF($G3936=21,(1-(($E3936-50)*0.005)),1))),1),0)))","v":362},0.95,0.95,0.95,184,201,261,79,86,112,3.1628472952084111E-2,3.7244192148433865E-2,6.1973169108390389E-2,2.7,5.5,5.9,7.9,null,{"$f":"$BE1306","v":5914},null,0.8,null,null,0,13.2,15.1,21.85,null,1,1,1,184,201,261,null,0,0,0,1,1615,3238,442,63,0.70153112340864476,0.65706930534609798,null,1,1,0.99999999999999978,0.99999999999999978,null,0]
["3902002115",{"$f":"'DBH-Upgrade'!$K$8-$CL3937","v":70},15,3,90,200,21,21.5,0,26,30,47.1,6032,{"$f":"IF($B3937>$F3937,0,IF($C3937>$G3937,0,ROUND((((($F3937-$B3937)/100)*IF('DBH-Upgrade'!$K$6='DBH-Upgrade'!$K$8,$BZ3951,($BE3937/(($F3937-18)/100))))+((($B3937-18)/100)*$CA3951))*$CE3951,0)))","v":4213},{"$f":"IF($B3937>$F3937,0,IF($C3937>$G3937,0,ROUND((((($F3937-$B3937)/100)*IF('DBH-Upgrade'!$K$6='DBH-Upgrade'!$K$8,$BZ3951,($BE3937/(($F3937-18)/100))))+((($B3937-18)/100)*$CA3951))*$CD3951,0)))","v":4439},{"$f":"IF($B3937>$F3937,0,IF($C3937>$G3937,0,ROUND(((($F3937-$B3937)/100)*IF('DBH-Upgrade'!$K$6='DBH-Upgrade'!$K$8,$BZ3951,($BE3937/(($F3937-18)/100))))+((($B3937-18)/100)*$CA3951),0)))","v":6407},1.5,1.05,1.05,1.05,6032,{"$f":"IF($B3937>$F3937,0,IF($C3937>$G3937,0,ROUND(((($F3937-$B3937)/100)*(IF('DBH-Upgrade'!$K$6='DBH-Upgrade'!$K$8,$BZ3951,($BE3937/(($F3937-18)/100))))*$CH3951)+((($B3937-18)/100)*$CA3951*$CE3951*$CG3951),0)))","v":5321},{"$f":"IF($B3937>$F3937,0,IF($C3937>$G3937,0,ROUND(((($F3937-$B3937)/100)*(IF('DBH-Upgrade'!$K$6='DBH-Upgrade'!$K$8,$BZ3951,($BE3937/(($F3937-18)/100))))*$CH3951)+((($B3937-18)/100)*$CA3951*$CD3951*$CG3951),0)))","v":5433},{"$f":"IF($B3937>$F3937,0,IF($C3937>$G3937,0,ROUND(((($F3937-$B3937)/100)*(IF('DBH-Upgrade'!$K$6='DBH-Upgrade'!$K$8,$BZ3951,($BE3937/(($F3937-18)/100))))*$CH3951)+((($B3937-18)/100)*$CA3951*$CG3951),0)))","v":6407},519,458,467,551,1.7968583539166012,1.411408071389739,1.4654347382125685,2.0170929201990093,1.2760000000000001E-4,1.7219,4,5.1420100000000005E-4,{"$f":"IF($B3937>$F3937,0,IF($C3937>$G3937,0,ROUND((((($F3937-$B3937)/100)*IF('DBH-Upgrade'!$K$6='DBH-Upgrade'!$K$8,$CC3951,($BF3937/(($F3937-18)/100))))+((($B3937-18)/100)*$CB3951))*IF($E3937>50,IF($G3937=11,(1-(($E3937-50)*0.005)),IF($G3937=16,(1-(($E3937-50)*0.005)),IF($G3937=21,(1-(($E3937-50)*0.005)),1))),1)*$CE3951,0)))","v":279},{"$f":"IF($B3937>$F3937,0,IF($C3937>$G3937,0,ROUND((((($F3937-$B3937)/100)*IF('DBH-Upgrade'!$K$6='DBH-Upgrade'!$K$8,$CC3951,($BF3937/(($F3937-18)/100))))+((($B3937-18)/100)*$CB3951))*IF($E3937>50,IF($G3937=11,(1-(($E3937-50)*0.005)),IF($G3937=16,(1-(($E3937-50)*0.005)),IF($G3937=21,(1-(($E3937-50)*0.005)),1))),1)*$CD3951,0)))","v":294},{"$f":"IF($B3937>$F3937,0,IF($C3937>$G3937,0,ROUND((((($F3937-$B3937)/100)*IF('DBH-Upgrade'!$K$6='DBH-Upgrade'!$K$8,$CC3951,($BF3937/(($F3937-18)/100))))+((($B3937-18)/100)*$CB3951))*IF($E3937>50,IF($G3937=11,(1-(($E3937-50)*0.005)),IF($G3937=16,(1-(($E3937-50)*0.005)),IF($G3937=21,(1-(($E3937-50)*0.005)),1))),1),0)))","v":425},0.85,0.85,0.85,270,285,411,116,123,177,0.1011117227352878,0.11307782920574945,0.22681669103230764,5.3,5.5,5.9,7.9,null,7540,null,0.8,null,null,0,13.2,15.1,21.85,null,1,1,1,270,285,411,null,0,0,0,1,3238,4735,725,75,0.70153112340864476,0.65706930534609798,null,1,1,0.99999999999999978,0.99999999999999978,null,0]
["3902201015",{"$f":"'DBH-Upgrade'!$K$8-$CL3938","v":70},15,3,90,220,10,11.5,0,26,30,47.8,2710.8,{"$f":"IF($B3938>$F3938,0,IF($C3938>$G3938,0,ROUND((((($F3938-$B3938)/100)*IF('DBH-Upgrade'!$K$6='DBH-Upgrade'!$K$8,$BZ3952,($BE3938/(($F3938-18)/100))))+((($B3938-18)/100)*$CA3952))*$CE3952,0)))","v":0},{"$f":"IF($B3938>$F3938,0,IF($C3938>$G3938,0,ROUND((((($F3938-$B3938)/100)*IF('DBH-Upgrade'!$K$6='DBH-Upgrade'!$K$8,$BZ3952,($BE3938/(($F3938-18)/100))))+((($B3938-18)/100)*$CA3952))*$CD3952,0)))","v":0},{"$f":"IF($B3938>$F3938,0,IF($C3938>$G3938,0,ROUND(((($F3938-$B3938)/100)*IF('DBH-Upgrade'!$K$6='DBH-Upgrade'!$K$8,$BZ3952,($BE3938/(($F3938-18)/100))))+((($B3938-18)/100)*$CA3952),0)))","v":0},1.5,1.08,1.08,1.08,2711,{"$f":"IF($B3938>$F3938,0,IF($C3938>$G3938,0,ROUND(((($F3938-$B3938)/100)*(IF('DBH-Upgrade'!$K$6='DBH-Upgrade'!$K$8,$BZ3952,($BE3938/(($F3938-18)/100))))*$CH3952)+((($B3938-18)/100)*$CA3952*$CE3952*$CG3952),0)))","v":0},{"$f":"IF($B3938>$F3938,0,IF($C3938>$G3938,0,ROUND(((($F3938-$B3938)/100)*(IF('DBH-Upgrade'!$K$6='DBH-Upgrade'!$K$8,$BZ3952,($BE3938/(($F3938-18)/100))))*$CH3952)+((($B3938-18)/100)*$CA3952*$CD3952*$CG3952),0)))","v":0},{"$f":"IF($B3938>$F3938,0,IF($C3938>$G3938,0,ROUND(((($F3938-$B3938)/100)*(IF('DBH-Upgrade'!$K$6='DBH-Upgrade'!$K$8,$BZ3952,($BE3938/(($F3938-18)/100))))*$CH3952)+((($B3938-18)/100)*$CA3952*$CG3952),0)))","v":0},233,0,0,0,0.39979100622530295,0,0,0,3.969E-4,1.7345999999999999,2,3.6734700000000002E-4,{"$f":"IF($B3938>$F3938,0,IF($C3938>$G3938,0,ROUND((((($F3938-$B3938)/100)*IF('DBH-Upgrade'!$K$6='DBH-Upgrade'!$K$8,$CC3952,($BF3938/(($F3938-18)/100))))+((($B3938-18)/100)*$CB3952))*IF($E3938>50,IF($G3938=11,(1-(($E3938-50)*0.005)),IF($G3938=16,(1-(($E3938-50)*0.005)),IF($G3938=21,(1-(($E3938-50)*0.005)),1))),1)*$CE3952,0)))","v":0},{"$f":"IF($B3938>$F3938,0,IF($C3938>$G3938,0,ROUND((((($F3938-$B3938)/100)*IF('DBH-Upgrade'!$K$6='DBH-Upgrade'!$K$8,$CC3952,($BF3938/(($F3938-18)/100))))+((($B3938-18)/100)*$CB3952))*IF($E3938>50,IF($G3938=11,(1-(($E3938-50)*0.005)),IF($G3938=16,(1-(($E3938-50)*0.005)),IF($G3938=21,(1-(($E3938-50)*0.005)),1))),1)*$CD3952,0)))","v":0},{"$f":"IF($B3938>$F3938,0,IF($C3938>$G3938,0,ROUND((((($F3938-$B3938)/100)*IF('DBH-Upgrade'!$K$6='DBH-Upgrade'!$K$8,$CC3952,($BF3938/(($F3938-18)/100))))+((($B3938-18)/100)*$CB3952))*IF($E3938>50,IF($G3938=11,(1-(($E3938-50)*0.005)),IF($G3938=16,(1-(($E3938-50)*0.005)),IF($G3938=21,(1-(($E3938-50)*0.005)),1))),1),0)))","v":0},0.98,0.98,0.98,0,0,0,0,0,0,0,0,0,1.5,5.5,5.9,7.9,null,3012,null,0.9,null,null,0,13.2,15.1,21.85,null,1,1,1,0,0,0,null,0,0,0,1,2298,4062,502,78,0.78402243332267385,0.72223627558039949,null,1,1,0.99999999999999978,0.99999999999999978,null,0]
["3902201115",{"$f":"'DBH-Upgrade'!$K$8-$CL3939","v":70},15,3,90,220,11,11.5,0,26,30,47.8,2630.2400000000002,{"$f":"IF($B3939>$F3939,0,IF($C3939>$G3939,0,ROUND((((($F3939-$B3939)/100)*IF('DBH-Upgrade'!$K$6='DBH-Upgrade'!$K$8,$BZ3953,($BE3939/(($F3939-18)/100))))+((($B3939-18)/100)*$CA3953))*$CE3953,0)))","v":0},{"$f":"IF($B3939>$F3939,0,IF($C3939>$G3939,0,ROUND((((($F3939-$B3939)/100)*IF('DBH-Upgrade'!$K$6='DBH-Upgrade'!$K$8,$BZ3953,($BE3939/(($F3939-18)/100))))+((($B3939-18)/100)*$CA3953))*$CD3953,0)))","v":0},{"$f":"IF($B3939>$F3939,0,IF($C3939>$G3939,0,ROUND(((($F3939-$B3939)/100)*IF('DBH-Upgrade'!$K$6='DBH-Upgrade'!$K$8,$BZ3953,($BE3939/(($F3939-18)/100))))+((($B3939-18)/100)*$CA3953),0)))","v":0},1.5,1.1000000000000001,1.1000000000000001,1.1000000000000001,2630,{"$f":"IF($B3939>$F3939,0,IF($C3939>$G3939,0,ROUND(((($F3939-$B3939)/100)*(IF('DBH-Upgrade'!$K$6='DBH-Upgrade'!$K$8,$BZ3953,($BE3939/(($F3939-18)/100))))*$CH3953)+((($B3939-18)/100)*$CA3953*$CE3953*$CG3953),0)))","v":0},{"$f":"IF($B3939>$F3939,0,IF($C3939>$G3939,0,ROUND(((($F3939-$B3939)/100)*(IF('DBH-Upgrade'!$K$6='DBH-Upgrade'!$K$8,$BZ3953,($BE3939/(($F3939-18)/100))))*$CH3953)+((($B3939-18)/100)*$CA3953*$CD3953*$CG3953),0)))","v":0},{"$f":"IF($B3939>$F3939,0,IF($C3939>$G3939,0,ROUND(((($F3939-$B3939)/100)*(IF('DBH-Upgrade'!$K$6='DBH-Upgrade'!$K$8,$BZ3953,($BE3939/(($F3939-18)/100))))*$CH3953)+((($B3939-18)/100)*$CA3953*$CG3953),0)))","v":0},226,0,0,0,0.6750952564553665,0,0,0,3.969E-4,1.7345999999999999,4,5.7428799999999995E-4,{"$f":"IF($B3939>$F3939,0,IF($C3939>$G3939,0,ROUND((((($F3939-$B3939)/100)*IF('DBH-Upgrade'!$K$6='DBH-Upgrade'!$K$8,$CC3953,($BF3939/(($F3939-18)/100))))+((($B3939-18)/100)*$CB3953))*IF($E3939>50,IF($G3939=11,(1-(($E3939-50)*0.005)),IF($G3939=16,(1-(($E3939-50)*0.005)),IF($G3939=21,(1-(($E3939-50)*0.005)),1))),1)*$CE3953,0)))","v":0},{"$f":"IF($B3939>$F3939,0,IF($C3939>$G3939,0,ROUND((((($F3939-$B3939)/100)*IF('DBH-Upgrade'!$K$6='DBH-Upgrade'!$K$8,$CC3953,($BF3939/(($F3939-18)/100))))+((($B3939-18)/100)*$CB3953))*IF($E3939>50,IF($G3939=11,(1-(($E3939-50)*0.005)),IF($G3939=16,(1-(($E3939-50)*0.005)),IF($G3939=21,(1-(($E3939-50)*0.005)),1))),1)*$CD3953,0)))","v":0},{"$f":"IF($B3939>$F3939,0,IF($C3939>$G3939,0,ROUND((((($F3939-$B3939)/100)*IF('DBH-Upgrade'!$K$6='DBH-Upgrade'!$K$8,$CC3953,($BF3939/(($F3939-18)/100))))+((($B3939-18)/100)*$CB3953))*IF($E3939>50,IF($G3939=11,(1-(($E3939-50)*0.005)),IF($G3939=16,(1-(($E3939-50)*0.005)),IF($G3939=21,(1-(($E3939-50)*0.005)),1))),1),0)))","v":0},0.95,0.95,0.95,0,0,0,0,0,0,0,0,0,2.9,5.5,5.9,7.9,null,3868,null,0.68,null,null,0,13.2,15.1,21.85,null,1,1,1,0,0,0,null,0,0,0,1,2489,6098,791,92,0.70153112340864476,0.65706930534609798,null,1,1,0.99999999999999978,0.99999999999999978,null,0]
["3902201515",{"$f":"'DBH-Upgrade'!$K$8-$CL3940","v":70},15,3,90,220,15,16.5,0,26,30,47.8,3731.2000000000003,{"$f":"IF($B3940>$F3940,0,IF($C3940>$G3940,0,ROUND((((($F3940-$B3940)/100)*IF('DBH-Upgrade'!$K$6='DBH-Upgrade'!$K$8,$BZ3954,($BE3940/(($F3940-18)/100))))+((($B3940-18)/100)*$CA3954))*$CE3954,0)))","v":2701},{"$f":"IF($B3940>$F3940,0,IF($C3940>$G3940,0,ROUND((((($F3940-$B3940)/100)*IF('DBH-Upgrade'!$K$6='DBH-Upgrade'!$K$8,$BZ3954,($BE3940/(($F3940-18)/100))))+((($B3940-18)/100)*$CA3954))*$CD3954,0)))","v":2814},{"$f":"IF($B3940>$F3940,0,IF($C3940>$G3940,0,ROUND(((($F3940-$B3940)/100)*IF('DBH-Upgrade'!$K$6='DBH-Upgrade'!$K$8,$BZ3954,($BE3940/(($F3940-18)/100))))+((($B3940-18)/100)*$CA3954),0)))","v":4106},1.5,1.08,1.08,1.08,3731,{"$f":"IF($B3940>$F3940,0,IF($C3940>$G3940,0,ROUND(((($F3940-$B3940)/100)*(IF('DBH-Upgrade'!$K$6='DBH-Upgrade'!$K$8,$BZ3954,($BE3940/(($F3940-18)/100))))*$CH3954)+((($B3940-18)/100)*$CA3954*$CE3954*$CG3954),0)))","v":3530},{"$f":"IF($B3940>$F3940,0,IF($C3940>$G3940,0,ROUND(((($F3940-$B3940)/100)*(IF('DBH-Upgrade'!$K$6='DBH-Upgrade'!$K$8,$BZ3954,($BE3940/(($F3940-18)/100))))*$CH3954)+((($B3940-18)/100)*$CA3954*$CD3954*$CG3954),0)))","v":3576},{"$f":"IF($B3940>$F3940,0,IF($C3940>$G3940,0,ROUND(((($F3940-$B3940)/100)*(IF('DBH-Upgrade'!$K$6='DBH-Upgrade'!$K$8,$BZ3954,($BE3940/(($F3940-18)/100))))*$CH3954)+((($B3940-18)/100)*$CA3954*$CG3954),0)))","v":4106},321,304,308,353,0.64222225829221102,0.57838667837959212,0.59311559066531561,0.77114335853890814,2.0829999999999999E-4,1.724,2,4.6182900000000003E-4,{"$f":"IF($B3940>$F3940,0,IF($C3940>$G3940,0,ROUND((((($F3940-$B3940)/100)*IF('DBH-Upgrade'!$K$6='DBH-Upgrade'!$K$8,$CC3954,($BF3940/(($F3940-18)/100))))+((($B3940-18)/100)*$CB3954))*IF($E3940>50,IF($G3940=11,(1-(($E3940-50)*0.005)),IF($G3940=16,(1-(($E3940-50)*0.005)),IF($G3940=21,(1-(($E3940-50)*0.005)),1))),1)*$CE3954,0)))","v":213},{"$f":"IF($B3940>$F3940,0,IF($C3940>$G3940,0,ROUND((((($F3940-$B3940)/100)*IF('DBH-Upgrade'!$K$6='DBH-Upgrade'!$K$8,$CC3954,($BF3940/(($F3940-18)/100))))+((($B3940-18)/100)*$CB3954))*IF($E3940>50,IF($G3940=11,(1-(($E3940-50)*0.005)),IF($G3940=16,(1-(($E3940-50)*0.005)),IF($G3940=21,(1-(($E3940-50)*0.005)),1))),1)*$CD3954,0)))","v":222},{"$f":"IF($B3940>$F3940,0,IF($C3940>$G3940,0,ROUND((((($F3940-$B3940)/100)*IF('DBH-Upgrade'!$K$6='DBH-Upgrade'!$K$8,$CC3954,($BF3940/(($F3940-18)/100))))+((($B3940-18)/100)*$CB3954))*IF($E3940>50,IF($G3940=11,(1-(($E3940-50)*0.005)),IF($G3940=16,(1-(($E3940-50)*0.005)),IF($G3940=21,(1-(($E3940-50)*0.005)),1))),1),0)))","v":324},1.01,1.01,1.01,151,157,230,65,68,99,3.0327525579228569E-2,3.3039816467470957E-2,6.7502855215040403E-2,2.2000000000000002,5.5,5.9,7.9,null,4664,null,0.8,null,null,0,13.2,15.1,21.85,null,1,1,1,151,157,230,null,0,0,0,1,{"$error":"#VALUE!"},0,0,{"$error":"#VALUE!"},0.78402243332267385,0.72223627558039949,null,1,1,0.99999999999999978,0.99999999999999978,null,0]
["3902201615",{"$f":"'DBH-Upgrade'!$K$8-$CL3941","v":70},15,3,90,220,16,16.5,0,26,30,47.8,3883.4800000000005,{"$f":"IF($B3941>$F3941,0,IF($C3941>$G3941,0,ROUND((((($F3941-$B3941)/100)*IF('DBH-Upgrade'!$K$6='DBH-Upgrade'!$K$8,$BZ3955,($BE3941/(($F3941-18)/100))))+((($B3941-18)/100)*$CA3955))*$CE3955,0)))","v":4815},{"$f":"IF($B3941>$F3941,0,IF($C3941>$G3941,0,ROUND((((($F3941-$B3941)/100)*IF('DBH-Upgrade'!$K$6='DBH-Upgrade'!$K$8,$BZ3955,($BE3941/(($F3941-18)/100))))+((($B3941-18)/100)*$CA3955))*$CD3955,0)))","v":5015},{"$f":"IF($B3941>$F3941,0,IF($C3941>$G3941,0,ROUND(((($F3941-$B3941)/100)*IF('DBH-Upgrade'!$K$6='DBH-Upgrade'!$K$8,$BZ3955,($BE3941/(($F3941-18)/100))))+((($B3941-18)/100)*$CA3955),0)))","v":7319},1.5,1.1000000000000001,1.1000000000000001,1.1000000000000001,3883,{"$f":"IF($B3941>$F3941,0,IF($C3941>$G3941,0,ROUND(((($F3941-$B3941)/100)*(IF('DBH-Upgrade'!$K$6='DBH-Upgrade'!$K$8,$BZ3955,($BE3941/(($F3941-18)/100))))*$CH3955)+((($B3941-18)/100)*$CA3955*$CE3955*$CG3955),0)))","v":6477},{"$f":"IF($B3941>$F3941,0,IF($C3941>$G3941,0,ROUND(((($F3941-$B3941)/100)*(IF('DBH-Upgrade'!$K$6='DBH-Upgrade'!$K$8,$BZ3955,($BE3941/(($F3941-18)/100))))*$CH3955)+((($B3941-18)/100)*$CA3955*$CD3955*$CG3955),0)))","v":6544},{"$f":"IF($B3941>$F3941,0,IF($C3941>$G3941,0,ROUND(((($F3941-$B3941)/100)*(IF('DBH-Upgrade'!$K$6='DBH-Upgrade'!$K$8,$BZ3955,($BE3941/(($F3941-18)/100))))*$CH3955)+((($B3941-18)/100)*$CA3955*$CG3955),0)))","v":7319},334,557,563,629,1.8993220216730373,5.1443178751063554,5.2529998502274093,6.5219508047890882,2.0829999999999999E-4,1.724,4,1.392796E-3,{"$f":"IF($B3941>$F3941,0,IF($C3941>$G3941,0,ROUND((((($F3941-$B3941)/100)*IF('DBH-Upgrade'!$K$6='DBH-Upgrade'!$K$8,$CC3955,($BF3941/(($F3941-18)/100))))+((($B3941-18)/100)*$CB3955))*IF($E3941>50,IF($G3941=11,(1-(($E3941-50)*0.005)),IF($G3941=16,(1-(($E3941-50)*0.005)),IF($G3941=21,(1-(($E3941-50)*0.005)),1))),1)*$CE3955,0)))","v":258},{"$f":"IF($B3941>$F3941,0,IF($C3941>$G3941,0,ROUND((((($F3941-$B3941)/100)*IF('DBH-Upgrade'!$K$6='DBH-Upgrade'!$K$8,$CC3955,($BF3941/(($F3941-18)/100))))+((($B3941-18)/100)*$CB3955))*IF($E3941>50,IF($G3941=11,(1-(($E3941-50)*0.005)),IF($G3941=16,(1-(($E3941-50)*0.005)),IF($G3941=21,(1-(($E3941-50)*0.005)),1))),1)*$CD3955,0)))","v":268},{"$f":"IF($B3941>$F3941,0,IF($C3941>$G3941,0,ROUND((((($F3941-$B3941)/100)*IF('DBH-Upgrade'!$K$6='DBH-Upgrade'!$K$8,$CC3955,($BF3941/(($F3941-18)/100))))+((($B3941-18)/100)*$CB3955))*IF($E3941>50,IF($G3941=11,(1-(($E3941-50)*0.005)),IF($G3941=16,(1-(($E3941-50)*0.005)),IF($G3941=21,(1-(($E3941-50)*0.005)),1))),1),0)))","v":392},0.95,0.95,0.95,248,258,377,107,111,162,0.2091964064380627,0.22455559028926431,0.46640866411727122,4.4000000000000004,5.5,5.9,7.9,null,5711,null,0.68,null,null,0,13.2,15.1,21.85,null,1,1,1,248,258,377,null,0,0,0,1,{"$error":"#VALUE!"},0,0,{"$error":"#VALUE!"},0.78402243332267385,0.72223627558039949,null,1,1,0.99999999999999978,0.99999999999999978,null,0]
["3902202015",{"$f":"'DBH-Upgrade'!$K$8-$CL3942","v":70},15,3,90,220,20,21.5,0,26,30,47.8,5204,{"$f":"IF($B3942>$F3942,0,IF($C3942>$G3942,0,ROUND((((($F3942-$B3942)/100)*IF('DBH-Upgrade'!$K$6='DBH-Upgrade'!$K$8,$BZ3956,($BE3942/(($F3942-18)/100))))+((($B3942-18)/100)*$CA3956))*$CE3956,0)))","v":3860},{"$f":"IF($B3942>$F3942,0,IF($C3942>$G3942,0,ROUND((((($F3942-$B3942)/100)*IF('DBH-Upgrade'!$K$6='DBH-Upgrade'!$K$8,$BZ3956,($BE3942/(($F3942-18)/100))))+((($B3942-18)/100)*$CA3956))*$CD3956,0)))","v":4217},{"$f":"IF($B3942>$F3942,0,IF($C3942>$G3942,0,ROUND(((($F3942-$B3942)/100)*IF('DBH-Upgrade'!$K$6='DBH-Upgrade'!$K$8,$BZ3956,($BE3942/(($F3942-18)/100))))+((($B3942-18)/100)*$CA3956),0)))","v":5559},1.5,1.08,1.08,1.08,5204,{"$f":"IF($B3942>$F3942,0,IF($C3942>$G3942,0,ROUND(((($F3942-$B3942)/100)*(IF('DBH-Upgrade'!$K$6='DBH-Upgrade'!$K$8,$BZ3956,($BE3942/(($F3942-18)/100))))*$CH3956)+((($B3942-18)/100)*$CA3956*$CE3956*$CG3956),0)))","v":4913},{"$f":"IF($B3942>$F3942,0,IF($C3942>$G3942,0,ROUND(((($F3942-$B3942)/100)*(IF('DBH-Upgrade'!$K$6='DBH-Upgrade'!$K$8,$BZ3956,($BE3942/(($F3942-18)/100))))*$CH3956)+((($B3942-18)/100)*$CA3956*$CD3956*$CG3956),0)))","v":5049},{"$f":"IF($B3942>$F3942,0,IF($C3942>$G3942,0,ROUND(((($F3942-$B3942)/100)*(IF('DBH-Upgrade'!$K$6='DBH-Upgrade'!$K$8,$BZ3956,($BE3942/(($F3942-18)/100))))*$CH3956)+((($B3942-18)/100)*$CA3956*$CG3956),0)))","v":5559},448,423,434,478,0.92971395501828136,0.83155805744778366,0.87408741532161882,1.0545554337900425,1.2760000000000001E-4,1.7219,2,3.76611E-4,{"$f":"IF($B3942>$F3942,0,IF($C3942>$G3942,0,ROUND((((($F3942-$B3942)/100)*IF('DBH-Upgrade'!$K$6='DBH-Upgrade'!$K$8,$CC3956,($BF3942/(($F3942-18)/100))))+((($B3942-18)/100)*$CB3956))*IF($E3942>50,IF($G3942=11,(1-(($E3942-50)*0.005)),IF($G3942=16,(1-(($E3942-50)*0.005)),IF($G3942=21,(1-(($E3942-50)*0.005)),1))),1)*$CE3956,0)))","v":262},{"$f":"IF($B3942>$F3942,0,IF($C3942>$G3942,0,ROUND((((($F3942-$B3942)/100)*IF('DBH-Upgrade'!$K$6='DBH-Upgrade'!$K$8,$CC3956,($BF3942/(($F3942-18)/100))))+((($B3942-18)/100)*$CB3956))*IF($E3942>50,IF($G3942=11,(1-(($E3942-50)*0.005)),IF($G3942=16,(1-(($E3942-50)*0.005)),IF($G3942=21,(1-(($E3942-50)*0.005)),1))),1)*$CD3956,0)))","v":287},{"$f":"IF($B3942>$F3942,0,IF($C3942>$G3942,0,ROUND((((($F3942-$B3942)/100)*IF('DBH-Upgrade'!$K$6='DBH-Upgrade'!$K$8,$CC3956,($BF3942/(($F3942-18)/100))))+((($B3942-18)/100)*$CB3956))*IF($E3942>50,IF($G3942=11,(1-(($E3942-50)*0.005)),IF($G3942=16,(1-(($E3942-50)*0.005)),IF($G3942=21,(1-(($E3942-50)*0.005)),1))),1),0)))","v":378},0.95,0.95,0.95,181,198,261,78,85,112,3.1768566798512837E-2,3.746525922149458E-2,6.3662385374035915E-2,2.9,5.5,5.9,7.9,null,6505,null,0.8,null,null,0,13.2,15.1,21.85,null,1,1,1,181,198,261,null,0,0,0,1,1615,3238,442,63,0.70153112340864476,0.65706930534609798,null,1,1,0.99999999999999978,0.99999999999999978,null,0]
["3902202115",{"$f":"'DBH-Upgrade'!$K$8-$CL3943","v":70},15,3,90,220,21,21.5,0,26,30,47.8,6635.2000000000007,{"$f":"IF($B3943>$F3943,0,IF($C3943>$G3943,0,ROUND((((($F3943-$B3943)/100)*IF('DBH-Upgrade'!$K$6='DBH-Upgrade'!$K$8,$BZ3957,($BE3943/(($F3943-18)/100))))+((($B3943-18)/100)*$CA3957))*$CE3957,0)))","v":4542},{"$f":"IF($B3943>$F3943,0,IF($C3943>$G3943,0,ROUND((((($F3943-$B3943)/100)*IF('DBH-Upgrade'!$K$6='DBH-Upgrade'!$K$8,$BZ3957,($BE3943/(($F3943-18)/100))))+((($B3943-18)/100)*$CA3957))*$CD3957,0)))","v":4731},{"$f":"IF($B3943>$F3943,0,IF($C3943>$G3943,0,ROUND(((($F3943-$B3943)/100)*IF('DBH-Upgrade'!$K$6='DBH-Upgrade'!$K$8,$BZ3957,($BE3943/(($F3943-18)/100))))+((($B3943-18)/100)*$CA3957),0)))","v":6904},1.5,1.05,1.05,1.05,6635,{"$f":"IF($B3943>$F3943,0,IF($C3943>$G3943,0,ROUND(((($F3943-$B3943)/100)*(IF('DBH-Upgrade'!$K$6='DBH-Upgrade'!$K$8,$BZ3957,($BE3943/(($F3943-18)/100))))*$CH3957)+((($B3943-18)/100)*$CA3957*$CE3957*$CG3957),0)))","v":5819},{"$f":"IF($B3943>$F3943,0,IF($C3943>$G3943,0,ROUND(((($F3943-$B3943)/100)*(IF('DBH-Upgrade'!$K$6='DBH-Upgrade'!$K$8,$BZ3957,($BE3943/(($F3943-18)/100))))*$CH3957)+((($B3943-18)/100)*$CA3957*$CD3957*$CG3957),0)))","v":5906},{"$f":"IF($B3943>$F3943,0,IF($C3943>$G3943,0,ROUND(((($F3943-$B3943)/100)*(IF('DBH-Upgrade'!$K$6='DBH-Upgrade'!$K$8,$BZ3957,($BE3943/(($F3943-18)/100))))*$CH3957)+((($B3943-18)/100)*$CA3957*$CG3957),0)))","v":6904},571,500,508,594,2.2168433769809317,1.7163718385884037,1.7696591873633472,2.3922470732716619,1.2760000000000001E-4,1.7219,4,5.1420100000000005E-4,{"$f":"IF($B3943>$F3943,0,IF($C3943>$G3943,0,ROUND((((($F3943-$B3943)/100)*IF('DBH-Upgrade'!$K$6='DBH-Upgrade'!$K$8,$CC3957,($BF3943/(($F3943-18)/100))))+((($B3943-18)/100)*$CB3957))*IF($E3943>50,IF($G3943=11,(1-(($E3943-50)*0.005)),IF($G3943=16,(1-(($E3943-50)*0.005)),IF($G3943=21,(1-(($E3943-50)*0.005)),1))),1)*$CE3957,0)))","v":289},{"$f":"IF($B3943>$F3943,0,IF($C3943>$G3943,0,ROUND((((($F3943-$B3943)/100)*IF('DBH-Upgrade'!$K$6='DBH-Upgrade'!$K$8,$CC3957,($BF3943/(($F3943-18)/100))))+((($B3943-18)/100)*$CB3957))*IF($E3943>50,IF($G3943=11,(1-(($E3943-50)*0.005)),IF($G3943=16,(1-(($E3943-50)*0.005)),IF($G3943=21,(1-(($E3943-50)*0.005)),1))),1)*$CD3957,0)))","v":301},{"$f":"IF($B3943>$F3943,0,IF($C3943>$G3943,0,ROUND((((($F3943-$B3943)/100)*IF('DBH-Upgrade'!$K$6='DBH-Upgrade'!$K$8,$CC3957,($BF3943/(($F3943-18)/100))))+((($B3943-18)/100)*$CB3957))*IF($E3943>50,IF($G3943=11,(1-(($E3943-50)*0.005)),IF($G3943=16,(1-(($E3943-50)*0.005)),IF($G3943=21,(1-(($E3943-50)*0.005)),1))),1),0)))","v":439},0.85,0.85,0.85,271,282,411,117,121,177,0.10642406168571664,0.11345266700673516,0.23424605960645722,5.9,5.5,5.9,7.9,null,8294,null,0.8,null,null,0,13.2,15.1,21.85,null,1,1,1,271,282,411,null,0,0,0,1,3238,4735,725,75,0.70153112340864476,0.65706930534609798,null,1,1,0.99999999999999978,0.99999999999999978,null,0]
["3902401015",{"$f":"'DBH-Upgrade'!$K$8-$CL3944","v":70},15,3,90,240,10,11.5,0,26,30,48.1,2957.4,{"$f":"IF($B3944>$F3944,0,IF($C3944>$G3944,0,ROUND((((($F3944-$B3944)/100)*IF('DBH-Upgrade'!$K$6='DBH-Upgrade'!$K$8,$BZ3958,($BE3944/(($F3944-18)/100))))+((($B3944-18)/100)*$CA3958))*$CE3958,0)))","v":0},{"$f":"IF($B3944>$F3944,0,IF($C3944>$G3944,0,ROUND((((($F3944-$B3944)/100)*IF('DBH-Upgrade'!$K$6='DBH-Upgrade'!$K$8,$BZ3958,($BE3944/(($F3944-18)/100))))+((($B3944-18)/100)*$CA3958))*$CD3958,0)))","v":0},{"$f":"IF($B3944>$F3944,0,IF($C3944>$G3944,0,ROUND(((($F3944-$B3944)/100)*IF('DBH-Upgrade'!$K$6='DBH-Upgrade'!$K$8,$BZ3958,($BE3944/(($F3944-18)/100))))+((($B3944-18)/100)*$CA3958),0)))","v":0},1.5,1.08,1.08,1.08,2957,{"$f":"IF($B3944>$F3944,0,IF($C3944>$G3944,0,ROUND(((($F3944-$B3944)/100)*(IF('DBH-Upgrade'!$K$6='DBH-Upgrade'!$K$8,$BZ3958,($BE3944/(($F3944-18)/100))))*$CH3958)+((($B3944-18)/100)*$CA3958*$CE3958*$CG3958),0)))","v":0},{"$f":"IF($B3944>$F3944,0,IF($C3944>$G3944,0,ROUND(((($F3944-$B3944)/100)*(IF('DBH-Upgrade'!$K$6='DBH-Upgrade'!$K$8,$BZ3958,($BE3944/(($F3944-18)/100))))*$CH3958)+((($B3944-18)/100)*$CA3958*$CD3958*$CG3958),0)))","v":0},{"$f":"IF($B3944>$F3944,0,IF($C3944>$G3944,0,ROUND(((($F3944-$B3944)/100)*(IF('DBH-Upgrade'!$K$6='DBH-Upgrade'!$K$8,$BZ3958,($BE3944/(($F3944-18)/100))))*$CH3958)+((($B3944-18)/100)*$CA3958*$CG3958),0)))","v":0},254,0,0,0,0.49269352714939763,0,0,0,3.969E-4,1.7345999999999999,2,3.6734700000000002E-4,{"$f":"IF($B3944>$F3944,0,IF($C3944>$G3944,0,ROUND((((($F3944-$B3944)/100)*IF('DBH-Upgrade'!$K$6='DBH-Upgrade'!$K$8,$CC3958,($BF3944/(($F3944-18)/100))))+((($B3944-18)/100)*$CB3958))*IF($E3944>50,IF($G3944=11,(1-(($E3944-50)*0.005)),IF($G3944=16,(1-(($E3944-50)*0.005)),IF($G3944=21,(1-(($E3944-50)*0.005)),1))),1)*$CE3958,0)))","v":0},{"$f":"IF($B3944>$F3944,0,IF($C3944>$G3944,0,ROUND((((($F3944-$B3944)/100)*IF('DBH-Upgrade'!$K$6='DBH-Upgrade'!$K$8,$CC3958,($BF3944/(($F3944-18)/100))))+((($B3944-18)/100)*$CB3958))*IF($E3944>50,IF($G3944=11,(1-(($E3944-50)*0.005)),IF($G3944=16,(1-(($E3944-50)*0.005)),IF($G3944=21,(1-(($E3944-50)*0.005)),1))),1)*$CD3958,0)))","v":0},{"$f":"IF($B3944>$F3944,0,IF($C3944>$G3944,0,ROUND((((($F3944-$B3944)/100)*IF('DBH-Upgrade'!$K$6='DBH-Upgrade'!$K$8,$CC3958,($BF3944/(($F3944-18)/100))))+((($B3944-18)/100)*$CB3958))*IF($E3944>50,IF($G3944=11,(1-(($E3944-50)*0.005)),IF($G3944=16,(1-(($E3944-50)*0.005)),IF($G3944=21,(1-(($E3944-50)*0.005)),1))),1),0)))","v":0},0.98,0.98,0.98,0,0,0,0,0,0,0,0,0,1.6,5.5,5.9,7.9,null,3286,null,0.9,null,null,0,13.2,15.1,21.85,null,1,1,1,0,0,0,null,0,0,0,1,2298,4062,502,78,0.78402243332267385,0.72223627558039949,null,1,1,0.99999999999999978,0.99999999999999978,null,0]
["3902401115",{"$f":"'DBH-Upgrade'!$K$8-$CL3945","v":70},15,3,90,240,11,11.5,0,26,30,48.1,2868.92,{"$f":"IF($B3945>$F3945,0,IF($C3945>$G3945,0,ROUND((((($F3945-$B3945)/100)*IF('DBH-Upgrade'!$K$6='DBH-Upgrade'!$K$8,$BZ3959,($BE3945/(($F3945-18)/100))))+((($B3945-18)/100)*$CA3959))*$CE3959,0)))","v":0},{"$f":"IF($B3945>$F3945,0,IF($C3945>$G3945,0,ROUND((((($F3945-$B3945)/100)*IF('DBH-Upgrade'!$K$6='DBH-Upgrade'!$K$8,$BZ3959,($BE3945/(($F3945-18)/100))))+((($B3945-18)/100)*$CA3959))*$CD3959,0)))","v":0},{"$f":"IF($B3945>$F3945,0,IF($C3945>$G3945,0,ROUND(((($F3945-$B3945)/100)*IF('DBH-Upgrade'!$K$6='DBH-Upgrade'!$K$8,$BZ3959,($BE3945/(($F3945-18)/100))))+((($B3945-18)/100)*$CA3959),0)))","v":0},1.5,1.1000000000000001,1.1000000000000001,1.1000000000000001,2869,{"$f":"IF($B3945>$F3945,0,IF($C3945>$G3945,0,ROUND(((($F3945-$B3945)/100)*(IF('DBH-Upgrade'!$K$6='DBH-Upgrade'!$K$8,$BZ3959,($BE3945/(($F3945-18)/100))))*$CH3959)+((($B3945-18)/100)*$CA3959*$CE3959*$CG3959),0)))","v":0},{"$f":"IF($B3945>$F3945,0,IF($C3945>$G3945,0,ROUND(((($F3945-$B3945)/100)*(IF('DBH-Upgrade'!$K$6='DBH-Upgrade'!$K$8,$BZ3959,($BE3945/(($F3945-18)/100))))*$CH3959)+((($B3945-18)/100)*$CA3959*$CD3959*$CG3959),0)))","v":0},{"$f":"IF($B3945>$F3945,0,IF($C3945>$G3945,0,ROUND(((($F3945-$B3945)/100)*(IF('DBH-Upgrade'!$K$6='DBH-Upgrade'!$K$8,$BZ3959,($BE3945/(($F3945-18)/100))))*$CH3959)+((($B3945-18)/100)*$CA3959*$CG3959),0)))","v":0},247,0,0,0,0.83958473975956283,0,0,0,3.969E-4,1.7345999999999999,4,5.7428799999999995E-4,{"$f":"IF($B3945>$F3945,0,IF($C3945>$G3945,0,ROUND((((($F3945-$B3945)/100)*IF('DBH-Upgrade'!$K$6='DBH-Upgrade'!$K$8,$CC3959,($BF3945/(($F3945-18)/100))))+((($B3945-18)/100)*$CB3959))*IF($E3945>50,IF($G3945=11,(1-(($E3945-50)*0.005)),IF($G3945=16,(1-(($E3945-50)*0.005)),IF($G3945=21,(1-(($E3945-50)*0.005)),1))),1)*$CE3959,0)))","v":0},{"$f":"IF($B3945>$F3945,0,IF($C3945>$G3945,0,ROUND((((($F3945-$B3945)/100)*IF('DBH-Upgrade'!$K$6='DBH-Upgrade'!$K$8,$CC3959,($BF3945/(($F3945-18)/100))))+((($B3945-18)/100)*$CB3959))*IF($E3945>50,IF($G3945=11,(1-(($E3945-50)*0.005)),IF($G3945=16,(1-(($E3945-50)*0.005)),IF($G3945=21,(1-(($E3945-50)*0.005)),1))),1)*$CD3959,0)))","v":0},{"$f":"IF($B3945>$F3945,0,IF($C3945>$G3945,0,ROUND((((($F3945-$B3945)/100)*IF('DBH-Upgrade'!$K$6='DBH-Upgrade'!$K$8,$CC3959,($BF3945/(($F3945-18)/100))))+((($B3945-18)/100)*$CB3959))*IF($E3945>50,IF($G3945=11,(1-(($E3945-50)*0.005)),IF($G3945=16,(1-(($E3945-50)*0.005)),IF($G3945=21,(1-(($E3945-50)*0.005)),1))),1),0)))","v":0},0.95,0.95,0.95,0,0,0,0,0,0,0,0,0,3.2,5.5,5.9,7.9,null,4219,null,0.68,null,null,0,13.2,15.1,21.85,null,1,1,1,0,0,0,null,0,0,0,1,2489,6098,791,92,0.70153112340864476,0.65706930534609798,null,1,1,0.99999999999999978,0.99999999999999978,null,0]
["3902401515",{"$f":"'DBH-Upgrade'!$K$8-$CL3946","v":70},15,3,90,240,15,16.5,0,26,30,48.1,4070.4,{"$f":"IF($B3946>$F3946,0,IF($C3946>$G3946,0,ROUND((((($F3946-$B3946)/100)*IF('DBH-Upgrade'!$K$6='DBH-Upgrade'!$K$8,$BZ3960,($BE3946/(($F3946-18)/100))))+((($B3946-18)/100)*$CA3960))*$CE3960,0)))","v":2914},{"$f":"IF($B3946>$F3946,0,IF($C3946>$G3946,0,ROUND((((($F3946-$B3946)/100)*IF('DBH-Upgrade'!$K$6='DBH-Upgrade'!$K$8,$BZ3960,($BE3946/(($F3946-18)/100))))+((($B3946-18)/100)*$CA3960))*$CD3960,0)))","v":3020},{"$f":"IF($B3946>$F3946,0,IF($C3946>$G3946,0,ROUND(((($F3946-$B3946)/100)*IF('DBH-Upgrade'!$K$6='DBH-Upgrade'!$K$8,$BZ3960,($BE3946/(($F3946-18)/100))))+((($B3946-18)/100)*$CA3960),0)))","v":4429},1.5,1.08,1.08,1.08,4070,{"$f":"IF($B3946>$F3946,0,IF($C3946>$G3946,0,ROUND(((($F3946-$B3946)/100)*(IF('DBH-Upgrade'!$K$6='DBH-Upgrade'!$K$8,$BZ3960,($BE3946/(($F3946-18)/100))))*$CH3960)+((($B3946-18)/100)*$CA3960*$CE3960*$CG3960),0)))","v":3853},{"$f":"IF($B3946>$F3946,0,IF($C3946>$G3946,0,ROUND(((($F3946-$B3946)/100)*(IF('DBH-Upgrade'!$K$6='DBH-Upgrade'!$K$8,$BZ3960,($BE3946/(($F3946-18)/100))))*$CH3960)+((($B3946-18)/100)*$CA3960*$CD3960*$CG3960),0)))","v":3894},{"$f":"IF($B3946>$F3946,0,IF($C3946>$G3946,0,ROUND(((($F3946-$B3946)/100)*(IF('DBH-Upgrade'!$K$6='DBH-Upgrade'!$K$8,$BZ3960,($BE3946/(($F3946-18)/100))))*$CH3960)+((($B3946-18)/100)*$CA3960*$CG3960),0)))","v":4429},350,331,335,381,0.77843073140564156,0.69931956136513895,0.71563388949659512,0.91628563961068066,2.0829999999999999E-4,1.724,2,4.6182900000000003E-4,{"$f":"IF($B3946>$F3946,0,IF($C3946>$G3946,0,ROUND((((($F3946-$B3946)/100)*IF('DBH-Upgrade'!$K$6='DBH-Upgrade'!$K$8,$CC3960,($BF3946/(($F3946-18)/100))))+((($B3946-18)/100)*$CB3960))*IF($E3946>50,IF($G3946=11,(1-(($E3946-50)*0.005)),IF($G3946=16,(1-(($E3946-50)*0.005)),IF($G3946=21,(1-(($E3946-50)*0.005)),1))),1)*$CE3960,0)))","v":222},{"$f":"IF($B3946>$F3946,0,IF($C3946>$G3946,0,ROUND((((($F3946-$B3946)/100)*IF('DBH-Upgrade'!$K$6='DBH-Upgrade'!$K$8,$CC3960,($BF3946/(($F3946-18)/100))))+((($B3946-18)/100)*$CB3960))*IF($E3946>50,IF($G3946=11,(1-(($E3946-50)*0.005)),IF($G3946=16,(1-(($E3946-50)*0.005)),IF($G3946=21,(1-(($E3946-50)*0.005)),1))),1)*$CD3960,0)))","v":230},{"$f":"IF($B3946>$F3946,0,IF($C3946>$G3946,0,ROUND((((($F3946-$B3946)/100)*IF('DBH-Upgrade'!$K$6='DBH-Upgrade'!$K$8,$CC3960,($BF3946/(($F3946-18)/100))))+((($B3946-18)/100)*$CB3960))*IF($E3946>50,IF($G3946=11,(1-(($E3946-50)*0.005)),IF($G3946=16,(1-(($E3946-50)*0.005)),IF($G3946=21,(1-(($E3946-50)*0.005)),1))),1),0)))","v":337},1.01,1.01,1.01,151,157,230,65,68,99,3.1417554356877264E-2,3.4218021036213263E-2,6.9754243554616319E-2,2.4,5.5,5.9,7.9,null,5088,null,0.8,null,null,0,13.2,15.1,21.85,null,1,1,1,151,157,230,null,0,0,0,1,{"$error":"#VALUE!"},0,0,{"$error":"#VALUE!"},0.76885591203746129,0.70538685838828352,null,1,1,0.99999999999999978,0.99999999999999978,null,0]
["3902401615",{"$f":"'DBH-Upgrade'!$K$8-$CL3947","v":70},15,3,90,240,16,16.5,0,26,30,48.1,4236.4000000000005,{"$f":"IF($B3947>$F3947,0,IF($C3947>$G3947,0,ROUND((((($F3947-$B3947)/100)*IF('DBH-Upgrade'!$K$6='DBH-Upgrade'!$K$8,$BZ3961,($BE3947/(($F3947-18)/100))))+((($B3947-18)/100)*$CA3961))*$CE3961,0)))","v":5242},{"$f":"IF($B3947>$F3947,0,IF($C3947>$G3947,0,ROUND((((($F3947-$B3947)/100)*IF('DBH-Upgrade'!$K$6='DBH-Upgrade'!$K$8,$BZ3961,($BE3947/(($F3947-18)/100))))+((($B3947-18)/100)*$CA3961))*$CD3961,0)))","v":5433},{"$f":"IF($B3947>$F3947,0,IF($C3947>$G3947,0,ROUND(((($F3947-$B3947)/100)*IF('DBH-Upgrade'!$K$6='DBH-Upgrade'!$K$8,$BZ3961,($BE3947/(($F3947-18)/100))))+((($B3947-18)/100)*$CA3961),0)))","v":7967},1.5,1.1000000000000001,1.1000000000000001,1.1000000000000001,4236,{"$f":"IF($B3947>$F3947,0,IF($C3947>$G3947,0,ROUND(((($F3947-$B3947)/100)*(IF('DBH-Upgrade'!$K$6='DBH-Upgrade'!$K$8,$BZ3961,($BE3947/(($F3947-18)/100))))*$CH3961)+((($B3947-18)/100)*$CA3961*$CE3961*$CG3961),0)))","v":7125},{"$f":"IF($B3947>$F3947,0,IF($C3947>$G3947,0,ROUND(((($F3947-$B3947)/100)*(IF('DBH-Upgrade'!$K$6='DBH-Upgrade'!$K$8,$BZ3961,($BE3947/(($F3947-18)/100))))*$CH3961)+((($B3947-18)/100)*$CA3961*$CD3961*$CG3961),0)))","v":7184},{"$f":"IF($B3947>$F3947,0,IF($C3947>$G3947,0,ROUND(((($F3947-$B3947)/100)*(IF('DBH-Upgrade'!$K$6='DBH-Upgrade'!$K$8,$BZ3961,($BE3947/(($F3947-18)/100))))*$CH3961)+((($B3947-18)/100)*$CA3961*$CG3961),0)))","v":7967},364,613,618,685,2.2878415447981948,6.30634648365535,6.4069629221027355,7.8303953341018318,2.0829999999999999E-4,1.724,4,1.392796E-3,{"$f":"IF($B3947>$F3947,0,IF($C3947>$G3947,0,ROUND((((($F3947-$B3947)/100)*IF('DBH-Upgrade'!$K$6='DBH-Upgrade'!$K$8,$CC3961,($BF3947/(($F3947-18)/100))))+((($B3947-18)/100)*$CB3961))*IF($E3947>50,IF($G3947=11,(1-(($E3947-50)*0.005)),IF($G3947=16,(1-(($E3947-50)*0.005)),IF($G3947=21,(1-(($E3947-50)*0.005)),1))),1)*$CE3961,0)))","v":266},{"$f":"IF($B3947>$F3947,0,IF($C3947>$G3947,0,ROUND((((($F3947-$B3947)/100)*IF('DBH-Upgrade'!$K$6='DBH-Upgrade'!$K$8,$CC3961,($BF3947/(($F3947-18)/100))))+((($B3947-18)/100)*$CB3961))*IF($E3947>50,IF($G3947=11,(1-(($E3947-50)*0.005)),IF($G3947=16,(1-(($E3947-50)*0.005)),IF($G3947=21,(1-(($E3947-50)*0.005)),1))),1)*$CD3961,0)))","v":275},{"$f":"IF($B3947>$F3947,0,IF($C3947>$G3947,0,ROUND((((($F3947-$B3947)/100)*IF('DBH-Upgrade'!$K$6='DBH-Upgrade'!$K$8,$CC3961,($BF3947/(($F3947-18)/100))))+((($B3947-18)/100)*$CB3961))*IF($E3947>50,IF($G3947=11,(1-(($E3947-50)*0.005)),IF($G3947=16,(1-(($E3947-50)*0.005)),IF($G3947=21,(1-(($E3947-50)*0.005)),1))),1),0)))","v":404},0.95,0.95,0.95,248,257,377,107,111,162,0.21434469599826333,0.23004015478658574,0.47693335181397079,4.8,5.5,5.9,7.9,null,6230,null,0.68,null,null,0,13.2,15.1,21.85,null,{"$f":"IF(1/(1+((2258*((0.622/((101325/(1*611*EXP(17.27*((($AT$1+$AT$2)/2)/((($AT$1+$AT$2)/2)+237.3))))))-1)*1000-(0.622/((101325/($AV$1*611*EXP(17.27*($AT$3/($AT$3+237.3))))))-1)*1000))/(1005*((($AT$1+$AT$2)/2)-$AT$3))))>1,1,1/(1+((2258*((0.622/((101325/(1*611*EXP(17.27*((($AT$1+$AT$2)/2)/((($AT$1+$AT$2)/2)+237.3))))))-1)*1000-(0.622/((101325/($AV$1*611*EXP(17.27*($AT$3/($AT$3+237.3))))))-1)*1000))/(1005*((($AT$1+$AT$2)/2)-$AT$3)))))","v":1},1,1,248,257,377,null,0,0,0,1,{"$error":"#VALUE!"},0,0,{"$error":"#VALUE!"},0.76885591203746129,0.70538685838828352,null,1,1,0.99999999999999978,0.99999999999999978,null,0]
["3902402015",{"$f":"'DBH-Upgrade'!$K$8-$CL3948","v":70},15,3,90,240,20,21.5,0,26,30,48.1,5677.6,{"$f":"IF($B3948>$F3948,0,IF($C3948>$G3948,0,ROUND((((($F3948-$B3948)/100)*IF('DBH-Upgrade'!$K$6='DBH-Upgrade'!$K$8,$BZ3962,($BE3948/(($F3948-18)/100))))+((($B3948-18)/100)*$CA3962))*$CE3962,0)))","v":4122},{"$f":"IF($B3948>$F3948,0,IF($C3948>$G3948,0,ROUND((((($F3948-$B3948)/100)*IF('DBH-Upgrade'!$K$6='DBH-Upgrade'!$K$8,$BZ3962,($BE3948/(($F3948-18)/100))))+((($B3948-18)/100)*$CA3962))*$CD3962,0)))","v":4516},{"$f":"IF($B3948>$F3948,0,IF($C3948>$G3948,0,ROUND(((($F3948-$B3948)/100)*IF('DBH-Upgrade'!$K$6='DBH-Upgrade'!$K$8,$BZ3962,($BE3948/(($F3948-18)/100))))+((($B3948-18)/100)*$CA3962),0)))","v":6019},1.5,1.08,1.08,1.08,5678,{"$f":"IF($B3948>$F3948,0,IF($C3948>$G3948,0,ROUND(((($F3948-$B3948)/100)*(IF('DBH-Upgrade'!$K$6='DBH-Upgrade'!$K$8,$BZ3962,($BE3948/(($F3948-18)/100))))*$CH3962)+((($B3948-18)/100)*$CA3962*$CE3962*$CG3962),0)))","v":5353},{"$f":"IF($B3948>$F3948,0,IF($C3948>$G3948,0,ROUND(((($F3948-$B3948)/100)*(IF('DBH-Upgrade'!$K$6='DBH-Upgrade'!$K$8,$BZ3962,($BE3948/(($F3948-18)/100))))*$CH3962)+((($B3948-18)/100)*$CA3962*$CD3962*$CG3962),0)))","v":5491},{"$f":"IF($B3948>$F3948,0,IF($C3948>$G3948,0,ROUND(((($F3948-$B3948)/100)*(IF('DBH-Upgrade'!$K$6='DBH-Upgrade'!$K$8,$BZ3962,($BE3948/(($F3948-18)/100))))*$CH3962)+((($B3948-18)/100)*$CA3962*$CG3962),0)))","v":6019},488,460,472,518,1.119173777467787,0.99796511113161246,1.0490816425773817,1.2565528152895826,1.2760000000000001E-4,1.7219,2,3.76611E-4,{"$f":"IF($B3948>$F3948,0,IF($C3948>$G3948,0,ROUND((((($F3948-$B3948)/100)*IF('DBH-Upgrade'!$K$6='DBH-Upgrade'!$K$8,$CC3962,($BF3948/(($F3948-18)/100))))+((($B3948-18)/100)*$CB3962))*IF($E3948>50,IF($G3948=11,(1-(($E3948-50)*0.005)),IF($G3948=16,(1-(($E3948-50)*0.005)),IF($G3948=21,(1-(($E3948-50)*0.005)),1))),1)*$CE3962,0)))","v":270},{"$f":"IF($B3948>$F3948,0,IF($C3948>$G3948,0,ROUND((((($F3948-$B3948)/100)*IF('DBH-Upgrade'!$K$6='DBH-Upgrade'!$K$8,$CC3962,($BF3948/(($F3948-18)/100))))+((($B3948-18)/100)*$CB3962))*IF($E3948>50,IF($G3948=11,(1-(($E3948-50)*0.005)),IF($G3948=16,(1-(($E3948-50)*0.005)),IF($G3948=21,(1-(($E3948-50)*0.005)),1))),1)*$CD3962,0)))","v":295},{"$f":"IF($B3948>$F3948,0,IF($C3948>$G3948,0,ROUND((((($F3948-$B3948)/100)*IF('DBH-Upgrade'!$K$6='DBH-Upgrade'!$K$8,$CC3962,($BF3948/(($F3948-18)/100))))+((($B3948-18)/100)*$CB3962))*IF($E3948>50,IF($G3948=11,(1-(($E3948-50)*0.005)),IF($G3948=16,(1-(($E3948-50)*0.005)),IF($G3948=21,(1-(($E3948-50)*0.005)),1))),1),0)))","v":394},0.95,0.95,0.95,179,196,261,77,84,112,3.187794374571512E-2,3.7653004049591744E-2,6.5351601639681428E-2,3.2,5.5,5.9,7.9,null,7097,null,0.8,null,null,0,13.2,15.1,21.85,null,1,1,1,179,196,261,null,0,0,0,1,1615,3238,442,63,0.69291747680457172,0.65762042960065581,null,1,1,0.99999999999999978,0.99999999999999978,null,0]
["3902402115",{"$f":"'DBH-Upgrade'!$K$8-$CL3949","v":70},15,3,90,240,21,21.5,0,26,30,48.1,7238.4000000000005,{"$f":"IF($B3949>$F3949,0,IF($C3949>$G3949,0,ROUND((((($F3949-$B3949)/100)*IF('DBH-Upgrade'!$K$6='DBH-Upgrade'!$K$8,$BZ3963,($BE3949/(($F3949-18)/100))))+((($B3949-18)/100)*$CA3963))*$CE3963,0)))","v":4870},{"$f":"IF($B3949>$F3949,0,IF($C3949>$G3949,0,ROUND((((($F3949-$B3949)/100)*IF('DBH-Upgrade'!$K$6='DBH-Upgrade'!$K$8,$BZ3963,($BE3949/(($F3949-18)/100))))+((($B3949-18)/100)*$CA3963))*$CD3963,0)))","v":5048},{"$f":"IF($B3949>$F3949,0,IF($C3949>$G3949,0,ROUND(((($F3949-$B3949)/100)*IF('DBH-Upgrade'!$K$6='DBH-Upgrade'!$K$8,$BZ3963,($BE3949/(($F3949-18)/100))))+((($B3949-18)/100)*$CA3963),0)))","v":7402},1.5,1.05,1.05,1.05,7238,{"$f":"IF($B3949>$F3949,0,IF($C3949>$G3949,0,ROUND(((($F3949-$B3949)/100)*(IF('DBH-Upgrade'!$K$6='DBH-Upgrade'!$K$8,$BZ3963,($BE3949/(($F3949-18)/100))))*$CH3963)+((($B3949-18)/100)*$CA3963*$CE3963*$CG3963),0)))","v":6318},{"$f":"IF($B3949>$F3949,0,IF($C3949>$G3949,0,ROUND(((($F3949-$B3949)/100)*(IF('DBH-Upgrade'!$K$6='DBH-Upgrade'!$K$8,$BZ3963,($BE3949/(($F3949-18)/100))))*$CH3963)+((($B3949-18)/100)*$CA3963*$CD3963*$CG3963),0)))","v":6394},{"$f":"IF($B3949>$F3949,0,IF($C3949>$G3949,0,ROUND(((($F3949-$B3949)/100)*(IF('DBH-Upgrade'!$K$6='DBH-Upgrade'!$K$8,$BZ3963,($BE3949/(($F3949-18)/100))))*$CH3963)+((($B3949-18)/100)*$CA3963*$CG3963),0)))","v":7402},622,543,550,637,2.6792055426010766,2.0632618309002422,2.1146944931537615,2.8049312937479445,1.2760000000000001E-4,1.7219,4,5.1420100000000005E-4,{"$f":"IF($B3949>$F3949,0,IF($C3949>$G3949,0,ROUND((((($F3949-$B3949)/100)*IF('DBH-Upgrade'!$K$6='DBH-Upgrade'!$K$8,$CC3963,($BF3949/(($F3949-18)/100))))+((($B3949-18)/100)*$CB3963))*IF($E3949>50,IF($G3949=11,(1-(($E3949-50)*0.005)),IF($G3949=16,(1-(($E3949-50)*0.005)),IF($G3949=21,(1-(($E3949-50)*0.005)),1))),1)*$CE3963,0)))","v":299},{"$f":"IF($B3949>$F3949,0,IF($C3949>$G3949,0,ROUND((((($F3949-$B3949)/100)*IF('DBH-Upgrade'!$K$6='DBH-Upgrade'!$K$8,$CC3963,($BF3949/(($F3949-18)/100))))+((($B3949-18)/100)*$CB3963))*IF($E3949>50,IF($G3949=11,(1-(($E3949-50)*0.005)),IF($G3949=16,(1-(($E3949-50)*0.005)),IF($G3949=21,(1-(($E3949-50)*0.005)),1))),1)*$CD3963,0)))","v":310},{"$f":"IF($B3949>$F3949,0,IF($C3949>$G3949,0,ROUND((((($F3949-$B3949)/100)*IF('DBH-Upgrade'!$K$6='DBH-Upgrade'!$K$8,$CC3963,($BF3949/(($F3949-18)/100))))+((($B3949-18)/100)*$CB3963))*IF($E3949>50,IF($G3949=11,(1-(($E3949-50)*0.005)),IF($G3949=16,(1-(($E3949-50)*0.005)),IF($G3949=21,(1-(($E3949-50)*0.005)),1))),1),0)))","v":454},0.85,0.85,0.85,271,280,411,117,120,177,0.11006636385434665,0.11547992532017683,0.24167542818060672,6.4,5.5,5.9,7.9,null,9048,null,0.8,null,null,0,13.2,15.1,21.85,null,1,1,1,271,280,411,null,0,0,0,1,3238,4735,725,75,0.69291747680457172,0.65762042960065581,null,1,1,0.99999999999999978,0.99999999999999978,null,0]
["3902601015",{"$f":"'DBH-Upgrade'!$K$8-$CL3950","v":70},15,3,90,260,10,11.5,0,26,30,48.1,3203.1,{"$f":"IF($B3950>$F3950,0,IF($C3950>$G3950,0,ROUND((((($F3950-$B3950)/100)*IF('DBH-Upgrade'!$K$6='DBH-Upgrade'!$K$8,$BZ3964,($BE3950/(($F3950-18)/100))))+((($B3950-18)/100)*$CA3964))*$CE3964,0)))","v":0},{"$f":"IF($B3950>$F3950,0,IF($C3950>$G3950,0,ROUND((((($F3950-$B3950)/100)*IF('DBH-Upgrade'!$K$6='DBH-Upgrade'!$K$8,$BZ3964,($BE3950/(($F3950-18)/100))))+((($B3950-18)/100)*$CA3964))*$CD3964,0)))","v":0},{"$f":"IF($B3950>$F3950,0,IF($C3950>$G3950,0,ROUND(((($F3950-$B3950)/100)*IF('DBH-Upgrade'!$K$6='DBH-Upgrade'!$K$8,$BZ3964,($BE3950/(($F3950-18)/100))))+((($B3950-18)/100)*$CA3964),0)))","v":0},1.5,1.08,1.08,1.08,3203,{"$f":"IF($B3950>$F3950,0,IF($C3950>$G3950,0,ROUND(((($F3950-$B3950)/100)*(IF('DBH-Upgrade'!$K$6='DBH-Upgrade'!$K$8,$BZ3964,($BE3950/(($F3950-18)/100))))*$CH3964)+((($B3950-18)/100)*$CA3964*$CE3964*$CG3964),0)))","v":0},{"$f":"IF($B3950>$F3950,0,IF($C3950>$G3950,0,ROUND(((($F3950-$B3950)/100)*(IF('DBH-Upgrade'!$K$6='DBH-Upgrade'!$K$8,$BZ3964,($BE3950/(($F3950-18)/100))))*$CH3964)+((($B3950-18)/100)*$CA3964*$CD3964*$CG3964),0)))","v":0},{"$f":"IF($B3950>$F3950,0,IF($C3950>$G3950,0,ROUND(((($F3950-$B3950)/100)*(IF('DBH-Upgrade'!$K$6='DBH-Upgrade'!$K$8,$BZ3964,($BE3950/(($F3950-18)/100))))*$CH3964)+((($B3950-18)/100)*$CA3964*$CG3964),0)))","v":0},275,0,0,0,0.59766089099899167,0,0,0,3.969E-4,1.7345999999999999,2,3.6734700000000002E-4,{"$f":"IF($B3950>$F3950,0,IF($C3950>$G3950,0,ROUND((((($F3950-$B3950)/100)*IF('DBH-Upgrade'!$K$6='DBH-Upgrade'!$K$8,$CC3964,($BF3950/(($F3950-18)/100))))+((($B3950-18)/100)*$CB3964))*IF($E3950>50,IF($G3950=11,(1-(($E3950-50)*0.005)),IF($G3950=16,(1-(($E3950-50)*0.005)),IF($G3950=21,(1-(($E3950-50)*0.005)),1))),1)*$CE3964,0)))","v":0},{"$f":"IF($B3950>$F3950,0,IF($C3950>$G3950,0,ROUND((((($F3950-$B3950)/100)*IF('DBH-Upgrade'!$K$6='DBH-Upgrade'!$K$8,$CC3964,($BF3950/(($F3950-18)/100))))+((($B3950-18)/100)*$CB3964))*IF($E3950>50,IF($G3950=11,(1-(($E3950-50)*0.005)),IF($G3950=16,(1-(($E3950-50)*0.005)),IF($G3950=21,(1-(($E3950-50)*0.005)),1))),1)*$CD3964,0)))","v":0},{"$f":"IF($B3950>$F3950,0,IF($C3950>$G3950,0,ROUND((((($F3950-$B3950)/100)*IF('DBH-Upgrade'!$K$6='DBH-Upgrade'!$K$8,$CC3964,($BF3950/(($F3950-18)/100))))+((($B3950-18)/100)*$CB3964))*IF($E3950>50,IF($G3950=11,(1-(($E3950-50)*0.005)),IF($G3950=16,(1-(($E3950-50)*0.005)),IF($G3950=21,(1-(($E3950-50)*0.005)),1))),1),0)))","v":0},0.98,0.98,0.98,0,0,0,0,0,0,0,0,0,1.7,5.5,5.9,7.9,null,3559,null,0.9,null,null,0,13.2,15.1,21.85,null,1,1,1,0,0,0,null,0,0,0,1,2298,4062,502,78,0.76885591203746129,0.70538685838828352,null,1,1,0.99999999999999978,0.99999999999999978,null,0]
["3902601115",{"$f":"'DBH-Upgrade'!$K$8-$CL3951","v":70},15,3,90,260,11,11.5,0,26,30,48.1,3108.28,{"$f":"IF($B3951>$F3951,0,IF($C3951>$G3951,0,ROUND((((($F3951-$B3951)/100)*IF('DBH-Upgrade'!$K$6='DBH-Upgrade'!$K$8,$BZ3965,($BE3951/(($F3951-18)/100))))+((($B3951-18)/100)*$CA3965))*$CE3965,0)))","v":0},{"$f":"IF($B3951>$F3951,0,IF($C3951>$G3951,0,ROUND((((($F3951-$B3951)/100)*IF('DBH-Upgrade'!$K$6='DBH-Upgrade'!$K$8,$BZ3965,($BE3951/(($F3951-18)/100))))+((($B3951-18)/100)*$CA3965))*$CD3965,0)))","v":0},{"$f":"IF($B3951>$F3951,0,IF($C3951>$G3951,0,ROUND(((($F3951-$B3951)/100)*IF('DBH-Upgrade'!$K$6='DBH-Upgrade'!$K$8,$BZ3965,($BE3951/(($F3951-18)/100))))+((($B3951-18)/100)*$CA3965),0)))","v":0},1.5,1.1000000000000001,1.1000000000000001,1.1000000000000001,3108,{"$f":"IF($B3951>$F3951,0,IF($C3951>$G3951,0,ROUND(((($F3951-$B3951)/100)*(IF('DBH-Upgrade'!$K$6='DBH-Upgrade'!$K$8,$BZ3965,($BE3951/(($F3951-18)/100))))*$CH3965)+((($B3951-18)/100)*$CA3965*$CE3965*$CG3965),0)))","v":0},{"$f":"IF($B3951>$F3951,0,IF($C3951>$G3951,0,ROUND(((($F3951-$B3951)/100)*(IF('DBH-Upgrade'!$K$6='DBH-Upgrade'!$K$8,$BZ3965,($BE3951/(($F3951-18)/100))))*$CH3965)+((($B3951-18)/100)*$CA3965*$CD3965*$CG3965),0)))","v":0},{"$f":"IF($B3951>$F3951,0,IF($C3951>$G3951,0,ROUND(((($F3951-$B3951)/100)*(IF('DBH-Upgrade'!$K$6='DBH-Upgrade'!$K$8,$BZ3965,($BE3951/(($F3951-18)/100))))*$CH3965)+((($B3951-18)/100)*$CA3965*$CG3965),0)))","v":0},267,0,0,0,1.0195484300261703,0,0,0,3.969E-4,1.7345999999999999,4,5.7428799999999995E-4,{"$f":"IF($B3951>$F3951,0,IF($C3951>$G3951,0,ROUND((((($F3951-$B3951)/100)*IF('DBH-Upgrade'!$K$6='DBH-Upgrade'!$K$8,$CC3965,($BF3951/(($F3951-18)/100))))+((($B3951-18)/100)*$CB3965))*IF($E3951>50,IF($G3951=11,(1-(($E3951-50)*0.005)),IF($G3951=16,(1-(($E3951-50)*0.005)),IF($G3951=21,(1-(($E3951-50)*0.005)),1))),1)*$CE3965,0)))","v":0},{"$f":"IF($B3951>$F3951,0,IF($C3951>$G3951,0,ROUND((((($F3951-$B3951)/100)*IF('DBH-Upgrade'!$K$6='DBH-Upgrade'!$K$8,$CC3965,($BF3951/(($F3951-18)/100))))+((($B3951-18)/100)*$CB3965))*IF($E3951>50,IF($G3951=11,(1-(($E3951-50)*0.005)),IF($G3951=16,(1-(($E3951-50)*0.005)),IF($G3951=21,(1-(($E3951-50)*0.005)),1))),1)*$CD3965,0)))","v":0},{"$f":"IF($B3951>$F3951,0,IF($C3951>$G3951,0,ROUND((((($F3951-$B3951)/100)*IF('DBH-Upgrade'!$K$6='DBH-Upgrade'!$K$8,$CC3965,($BF3951/(($F3951-18)/100))))+((($B3951-18)/100)*$CB3965))*IF($E3951>50,IF($G3951=11,(1-(($E3951-50)*0.005)),IF($G3951=16,(1-(($E3951-50)*0.005)),IF($G3951=21,(1-(($E3951-50)*0.005)),1))),1),0)))","v":0},0.95,0.95,0.95,0,0,0,0,0,0,0,0,0,3.5,5.5,5.9,7.9,null,4571,null,0.68,null,null,0,13.2,15.1,21.85,null,1,1,1,0,0,0,null,0,0,0,1,2489,6098,791,92,0.69291747680457172,0.65762042960065581,null,1,1,0.99999999999999978,0.99999999999999978,null,0]
["3902601515",{"$f":"'DBH-Upgrade'!$K$8-$CL3952","v":50},15,3,90,260,15,16.5,0,26,30,48.1,4409.6000000000004,{"$f":"IF($B3952>$F3952,0,IF($C3952>$G3952,0,ROUND((((($F3952-$B3952)/100)*IF('DBH-Upgrade'!$K$6='DBH-Upgrade'!$K$8,$BZ3966,($BE3952/(($F3952-18)/100))))+((($B3952-18)/100)*$CA3966))*$CE3966,0)))","v":2913},{"$f":"IF($B3952>$F3952,0,IF($C3952>$G3952,0,ROUND((((($F3952-$B3952)/100)*IF('DBH-Upgrade'!$K$6='DBH-Upgrade'!$K$8,$BZ3966,($BE3952/(($F3952-18)/100))))+((($B3952-18)/100)*$CA3966))*$CD3966,0)))","v":3019},{"$f":"IF($B3952>$F3952,0,IF($C3952>$G3952,0,ROUND(((($F3952-$B3952)/100)*IF('DBH-Upgrade'!$K$6='DBH-Upgrade'!$K$8,$BZ3966,($BE3952/(($F3952-18)/100))))+((($B3952-18)/100)*$CA3966),0)))","v":4428},1.5,1.08,1.08,1.08,4410,{"$f":"IF($B3952>$F3952,0,IF($C3952>$G3952,0,ROUND(((($F3952-$B3952)/100)*(IF('DBH-Upgrade'!$K$6='DBH-Upgrade'!$K$8,$BZ3966,($BE3952/(($F3952-18)/100))))*$CH3966)+((($B3952-18)/100)*$CA3966*$CE3966*$CG3966),0)))","v":4073},{"$f":"IF($B3952>$F3952,0,IF($C3952>$G3952,0,ROUND(((($F3952-$B3952)/100)*(IF('DBH-Upgrade'!$K$6='DBH-Upgrade'!$K$8,$BZ3966,($BE3952/(($F3952-18)/100))))*$CH3966)+((($B3952-18)/100)*$CA3966*$CD3966*$CG3966),0)))","v":4098},{"$f":"IF($B3952>$F3952,0,IF($C3952>$G3952,0,ROUND(((($F3952-$B3952)/100)*(IF('DBH-Upgrade'!$K$6='DBH-Upgrade'!$K$8,$BZ3966,($BE3952/(($F3952-18)/100))))*$CH3966)+((($B3952-18)/100)*$CA3966*$CG3966),0)))","v":4428},379,350,352,381,0.92984385368912836,0.79828933219514897,0.80705110172139671,0.93927304712969484,2.0829999999999999E-4,1.724,2,4.6182900000000003E-4,{"$f":"IF($B3952>$F3952,0,IF($C3952>$G3952,0,ROUND((((($F3952-$B3952)/100)*IF('DBH-Upgrade'!$K$6='DBH-Upgrade'!$K$8,$CC3966,($BF3952/(($F3952-18)/100))))+((($B3952-18)/100)*$CB3966))*IF($E3952>50,IF($G3952=11,(1-(($E3952-50)*0.005)),IF($G3952=16,(1-(($E3952-50)*0.005)),IF($G3952=21,(1-(($E3952-50)*0.005)),1))),1)*$CE3966,0)))","v":180},{"$f":"IF($B3952>$F3952,0,IF($C3952>$G3952,0,ROUND((((($F3952-$B3952)/100)*IF('DBH-Upgrade'!$K$6='DBH-Upgrade'!$K$8,$CC3966,($BF3952/(($F3952-18)/100))))+((($B3952-18)/100)*$CB3966))*IF($E3952>50,IF($G3952=11,(1-(($E3952-50)*0.005)),IF($G3952=16,(1-(($E3952-50)*0.005)),IF($G3952=21,(1-(($E3952-50)*0.005)),1))),1)*$CD3966,0)))","v":187},{"$f":"IF($B3952>$F3952,0,IF($C3952>$G3952,0,ROUND((((($F3952-$B3952)/100)*IF('DBH-Upgrade'!$K$6='DBH-Upgrade'!$K$8,$CC3966,($BF3952/(($F3952-18)/100))))+((($B3952-18)/100)*$CB3966))*IF($E3952>50,IF($G3952=11,(1-(($E3952-50)*0.005)),IF($G3952=16,(1-(($E3952-50)*0.005)),IF($G3952=21,(1-(($E3952-50)*0.005)),1))),1),0)))","v":274},1.01,1.01,1.01,93,96,141,40,41,61,1.3037435373373514E-2,1.3656096548502143E-2,2.8838231365822198E-2,2.6,5.5,5.9,7.9,null,5512,null,0.8,null,null,0,13.2,15.1,21.85,null,1,1,1,93,96,141,null,0,0,0,1,{"$error":"#VALUE!"},0,0,{"$error":"#VALUE!"},0.7585639347228863,0.69425955238573378,null,1,1,0.99999999999999978,0.99999999999999978,null,20]
["3902601615",{"$f":"'DBH-Upgrade'!$K$8-$CL3953","v":50},15,3,90,260,16,16.5,0,26,30,48.1,4590,{"$f":"IF($B3953>$F3953,0,IF($C3953>$G3953,0,ROUND((((($F3953-$B3953)/100)*IF('DBH-Upgrade'!$K$6='DBH-Upgrade'!$K$8,$BZ3967,($BE3953/(($F3953-18)/100))))+((($B3953-18)/100)*$CA3967))*$CE3967,0)))","v":5471},{"$f":"IF($B3953>$F3953,0,IF($C3953>$G3953,0,ROUND((((($F3953-$B3953)/100)*IF('DBH-Upgrade'!$K$6='DBH-Upgrade'!$K$8,$BZ3967,($BE3953/(($F3953-18)/100))))+((($B3953-18)/100)*$CA3967))*$CD3967,0)))","v":5670},{"$f":"IF($B3953>$F3953,0,IF($C3953>$G3953,0,ROUND(((($F3953-$B3953)/100)*IF('DBH-Upgrade'!$K$6='DBH-Upgrade'!$K$8,$BZ3967,($BE3953/(($F3953-18)/100))))+((($B3953-18)/100)*$CA3967),0)))","v":8315},1.5,1.1000000000000001,1.1000000000000001,1.1000000000000001,4590,{"$f":"IF($B3953>$F3953,0,IF($C3953>$G3953,0,ROUND(((($F3953-$B3953)/100)*(IF('DBH-Upgrade'!$K$6='DBH-Upgrade'!$K$8,$BZ3967,($BE3953/(($F3953-18)/100))))*$CH3967)+((($B3953-18)/100)*$CA3967*$CE3967*$CG3967),0)))","v":7797},{"$f":"IF($B3953>$F3953,0,IF($C3953>$G3953,0,ROUND(((($F3953-$B3953)/100)*(IF('DBH-Upgrade'!$K$6='DBH-Upgrade'!$K$8,$BZ3967,($BE3953/(($F3953-18)/100))))*$CH3967)+((($B3953-18)/100)*$CA3967*$CD3967*$CG3967),0)))","v":7833},{"$f":"IF($B3953>$F3953,0,IF($C3953>$G3953,0,ROUND(((($F3953-$B3953)/100)*(IF('DBH-Upgrade'!$K$6='DBH-Upgrade'!$K$8,$BZ3967,($BE3953/(($F3953-18)/100))))*$CH3967)+((($B3953-18)/100)*$CA3967*$CG3967),0)))","v":8315},395,671,674,715,2.730457676480484,7.6433871118935821,7.7100265313972569,8.6491106469603185,2.0829999999999999E-4,1.724,4,1.392796E-3,{"$f":"IF($B3953>$F3953,0,IF($C3953>$G3953,0,ROUND((((($F3953-$B3953)/100)*IF('DBH-Upgrade'!$K$6='DBH-Upgrade'!$K$8,$CC3967,($BF3953/(($F3953-18)/100))))+((($B3953-18)/100)*$CB3967))*IF($E3953>50,IF($G3953=11,(1-(($E3953-50)*0.005)),IF($G3953=16,(1-(($E3953-50)*0.005)),IF($G3953=21,(1-(($E3953-50)*0.005)),1))),1)*$CE3967,0)))","v":205},{"$f":"IF($B3953>$F3953,0,IF($C3953>$G3953,0,ROUND((((($F3953-$B3953)/100)*IF('DBH-Upgrade'!$K$6='DBH-Upgrade'!$K$8,$CC3967,($BF3953/(($F3953-18)/100))))+((($B3953-18)/100)*$CB3967))*IF($E3953>50,IF($G3953=11,(1-(($E3953-50)*0.005)),IF($G3953=16,(1-(($E3953-50)*0.005)),IF($G3953=21,(1-(($E3953-50)*0.005)),1))),1)*$CD3967,0)))","v":212},{"$f":"IF($B3953>$F3953,0,IF($C3953>$G3953,0,ROUND((((($F3953-$B3953)/100)*IF('DBH-Upgrade'!$K$6='DBH-Upgrade'!$K$8,$CC3967,($BF3953/(($F3953-18)/100))))+((($B3953-18)/100)*$CB3967))*IF($E3953>50,IF($G3953=11,(1-(($E3953-50)*0.005)),IF($G3953=16,(1-(($E3953-50)*0.005)),IF($G3953=21,(1-(($E3953-50)*0.005)),1))),1),0)))","v":312},0.95,0.95,0.95,153,158,232,66,68,100,8.6941897662626125E-2,9.2051533507511149E-2,0.19275452249812416,5.2,5.5,5.9,7.9,null,6750,null,0.68,null,null,0,13.2,15.1,21.85,null,1,1,1,153,158,232,null,0,0,0,1,{"$error":"#VALUE!"},0,0,{"$error":"#VALUE!"},0.7585639347228863,0.69425955238573378,null,1,1,0.99999999999999978,0.99999999999999978,null,20]
["3902602015",{"$f":"'DBH-Upgrade'!$K$8-$CL3954","v":50},15,3,90,260,20,21.5,0,26,30,48.1,6150.4000000000005,{"$f":"IF($B3954>$F3954,0,IF($C3954>$G3954,0,ROUND((((($F3954-$B3954)/100)*IF('DBH-Upgrade'!$K$6='DBH-Upgrade'!$K$8,$BZ3968,($BE3954/(($F3954-18)/100))))+((($B3954-18)/100)*$CA3968))*$CE3968,0)))","v":4165},{"$f":"IF($B3954>$F3954,0,IF($C3954>$G3954,0,ROUND((((($F3954-$B3954)/100)*IF('DBH-Upgrade'!$K$6='DBH-Upgrade'!$K$8,$BZ3968,($BE3954/(($F3954-18)/100))))+((($B3954-18)/100)*$CA3968))*$CD3968,0)))","v":4594},{"$f":"IF($B3954>$F3954,0,IF($C3954>$G3954,0,ROUND(((($F3954-$B3954)/100)*IF('DBH-Upgrade'!$K$6='DBH-Upgrade'!$K$8,$BZ3968,($BE3954/(($F3954-18)/100))))+((($B3954-18)/100)*$CA3968),0)))","v":6126},1.5,1.08,1.08,1.08,6150,{"$f":"IF($B3954>$F3954,0,IF($C3954>$G3954,0,ROUND(((($F3954-$B3954)/100)*(IF('DBH-Upgrade'!$K$6='DBH-Upgrade'!$K$8,$BZ3968,($BE3954/(($F3954-18)/100))))*$CH3968)+((($B3954-18)/100)*$CA3968*$CE3968*$CG3968),0)))","v":5710},{"$f":"IF($B3954>$F3954,0,IF($C3954>$G3954,0,ROUND(((($F3954-$B3954)/100)*(IF('DBH-Upgrade'!$K$6='DBH-Upgrade'!$K$8,$BZ3968,($BE3954/(($F3954-18)/100))))*$CH3968)+((($B3954-18)/100)*$CA3968*$CD3968*$CG3968),0)))","v":5801},{"$f":"IF($B3954>$F3954,0,IF($C3954>$G3954,0,ROUND(((($F3954-$B3954)/100)*(IF('DBH-Upgrade'!$K$6='DBH-Upgrade'!$K$8,$BZ3968,($BE3954/(($F3954-18)/100))))*$CH3968)+((($B3954-18)/100)*$CA3968*$CG3968),0)))","v":6126},529,491,499,527,1.3333399440046141,1.1540856092504426,1.1907754246385394,1.3235913697627018,1.2760000000000001E-4,1.7219,2,3.76611E-4,{"$f":"IF($B3954>$F3954,0,IF($C3954>$G3954,0,ROUND((((($F3954-$B3954)/100)*IF('DBH-Upgrade'!$K$6='DBH-Upgrade'!$K$8,$CC3968,($BF3954/(($F3954-18)/100))))+((($B3954-18)/100)*$CB3968))*IF($E3954>50,IF($G3954=11,(1-(($E3954-50)*0.005)),IF($G3954=16,(1-(($E3954-50)*0.005)),IF($G3954=21,(1-(($E3954-50)*0.005)),1))),1)*$CE3968,0)))","v":221},{"$f":"IF($B3954>$F3954,0,IF($C3954>$G3954,0,ROUND((((($F3954-$B3954)/100)*IF('DBH-Upgrade'!$K$6='DBH-Upgrade'!$K$8,$CC3968,($BF3954/(($F3954-18)/100))))+((($B3954-18)/100)*$CB3968))*IF($E3954>50,IF($G3954=11,(1-(($E3954-50)*0.005)),IF($G3954=16,(1-(($E3954-50)*0.005)),IF($G3954=21,(1-(($E3954-50)*0.005)),1))),1)*$CD3968,0)))","v":243},{"$f":"IF($B3954>$F3954,0,IF($C3954>$G3954,0,ROUND((((($F3954-$B3954)/100)*IF('DBH-Upgrade'!$K$6='DBH-Upgrade'!$K$8,$CC3968,($BF3954/(($F3954-18)/100))))+((($B3954-18)/100)*$CB3968))*IF($E3954>50,IF($G3954=11,(1-(($E3954-50)*0.005)),IF($G3954=16,(1-(($E3954-50)*0.005)),IF($G3954=21,(1-(($E3954-50)*0.005)),1))),1),0)))","v":324},0.95,0.95,0.95,109,120,161,47,52,69,1.2803672568722465E-2,1.5514936607605079E-2,2.6580275887806055E-2,3.5,5.5,5.9,7.9,null,7688,null,0.8,null,null,0,13.2,15.1,21.85,null,1,1,1,109,120,161,null,0,0,0,1,1615,3238,442,63,0.68521071868549555,0.65780685179925613,null,1,1,0.99999999999999978,0.99999999999999978,null,20]
["3902602115",{"$f":"'DBH-Upgrade'!$K$8-$CL3955","v":50},15,3,90,260,21,21.5,0,26,30,48.1,7841.6,{"$f":"IF($B3955>$F3955,0,IF($C3955>$G3955,0,ROUND((((($F3955-$B3955)/100)*IF('DBH-Upgrade'!$K$6='DBH-Upgrade'!$K$8,$BZ3969,($BE3955/(($F3955-18)/100))))+((($B3955-18)/100)*$CA3969))*$CE3969,0)))","v":4723},{"$f":"IF($B3955>$F3955,0,IF($C3955>$G3955,0,ROUND((((($F3955-$B3955)/100)*IF('DBH-Upgrade'!$K$6='DBH-Upgrade'!$K$8,$BZ3969,($BE3955/(($F3955-18)/100))))+((($B3955-18)/100)*$CA3969))*$CD3969,0)))","v":4895},{"$f":"IF($B3955>$F3955,0,IF($C3955>$G3955,0,ROUND(((($F3955-$B3955)/100)*IF('DBH-Upgrade'!$K$6='DBH-Upgrade'!$K$8,$BZ3969,($BE3955/(($F3955-18)/100))))+((($B3955-18)/100)*$CA3969),0)))","v":7178},1.5,1.05,1.05,1.05,7842,{"$f":"IF($B3955>$F3955,0,IF($C3955>$G3955,0,ROUND(((($F3955-$B3955)/100)*(IF('DBH-Upgrade'!$K$6='DBH-Upgrade'!$K$8,$BZ3969,($BE3955/(($F3955-18)/100))))*$CH3969)+((($B3955-18)/100)*$CA3969*$CE3969*$CG3969),0)))","v":6511},{"$f":"IF($B3955>$F3955,0,IF($C3955>$G3955,0,ROUND(((($F3955-$B3955)/100)*(IF('DBH-Upgrade'!$K$6='DBH-Upgrade'!$K$8,$BZ3969,($BE3955/(($F3955-18)/100))))*$CH3969)+((($B3955-18)/100)*$CA3969*$CD3969*$CG3969),0)))","v":6558},{"$f":"IF($B3955>$F3955,0,IF($C3955>$G3955,0,ROUND(((($F3955-$B3955)/100)*(IF('DBH-Upgrade'!$K$6='DBH-Upgrade'!$K$8,$BZ3969,($BE3955/(($F3955-18)/100))))*$CH3969)+((($B3955-18)/100)*$CA3969*$CG3969),0)))","v":7178},674,560,564,617,3.2012573591184923,2.2432173046947264,2.2740480304202606,2.7017088208812803,1.2760000000000001E-4,1.7219,4,5.1420100000000005E-4,{"$f":"IF($B3955>$F3955,0,IF($C3955>$G3955,0,ROUND((((($F3955-$B3955)/100)*IF('DBH-Upgrade'!$K$6='DBH-Upgrade'!$K$8,$CC3969,($BF3955/(($F3955-18)/100))))+((($B3955-18)/100)*$CB3969))*IF($E3955>50,IF($G3955=11,(1-(($E3955-50)*0.005)),IF($G3955=16,(1-(($E3955-50)*0.005)),IF($G3955=21,(1-(($E3955-50)*0.005)),1))),1)*$CE3969,0)))","v":235},{"$f":"IF($B3955>$F3955,0,IF($C3955>$G3955,0,ROUND((((($F3955-$B3955)/100)*IF('DBH-Upgrade'!$K$6='DBH-Upgrade'!$K$8,$CC3969,($BF3955/(($F3955-18)/100))))+((($B3955-18)/100)*$CB3969))*IF($E3955>50,IF($G3955=11,(1-(($E3955-50)*0.005)),IF($G3955=16,(1-(($E3955-50)*0.005)),IF($G3955=21,(1-(($E3955-50)*0.005)),1))),1)*$CD3969,0)))","v":243},{"$f":"IF($B3955>$F3955,0,IF($C3955>$G3955,0,ROUND((((($F3955-$B3955)/100)*IF('DBH-Upgrade'!$K$6='DBH-Upgrade'!$K$8,$CC3969,($BF3955/(($F3955-18)/100))))+((($B3955-18)/100)*$CB3969))*IF($E3955>50,IF($G3955=11,(1-(($E3955-50)*0.005)),IF($G3955=16,(1-(($E3955-50)*0.005)),IF($G3955=21,(1-(($E3955-50)*0.005)),1))),1),0)))","v":357},0.85,0.85,0.85,167,173,253,72,74,109,4.5509847291325407E-2,4.7917839408318327E-2,9.9462590618318081E-2,6.9,5.5,5.9,7.9,null,9802,null,0.8,null,null,0,13.2,15.1,21.85,null,1,1,1,167,173,253,null,0,0,0,1,3238,4735,725,75,0.68521071868549555,0.65780685179925613,null,1,1,0.99999999999999978,0.99999999999999978,null,20]
["3902801015",{"$f":"'DBH-Upgrade'!$K$8-$CL3956","v":50},15,3,90,280,10,11.5,0,26,30,48.9,3449.7000000000003,{"$f":"IF($B3956>$F3956,0,IF($C3956>$G3956,0,ROUND((((($F3956-$B3956)/100)*IF('DBH-Upgrade'!$K$6='DBH-Upgrade'!$K$8,$BZ3970,($BE3956/(($F3956-18)/100))))+((($B3956-18)/100)*$CA3970))*$CE3970,0)))","v":0},{"$f":"IF($B3956>$F3956,0,IF($C3956>$G3956,0,ROUND((((($F3956-$B3956)/100)*IF('DBH-Upgrade'!$K$6='DBH-Upgrade'!$K$8,$BZ3970,($BE3956/(($F3956-18)/100))))+((($B3956-18)/100)*$CA3970))*$CD3970,0)))","v":0},{"$f":"IF($B3956>$F3956,0,IF($C3956>$G3956,0,ROUND(((($F3956-$B3956)/100)*IF('DBH-Upgrade'!$K$6='DBH-Upgrade'!$K$8,$BZ3970,($BE3956/(($F3956-18)/100))))+((($B3956-18)/100)*$CA3970),0)))","v":0},1.5,1.08,1.08,1.08,3450,{"$f":"IF($B3956>$F3956,0,IF($C3956>$G3956,0,ROUND(((($F3956-$B3956)/100)*(IF('DBH-Upgrade'!$K$6='DBH-Upgrade'!$K$8,$BZ3970,($BE3956/(($F3956-18)/100))))*$CH3970)+((($B3956-18)/100)*$CA3970*$CE3970*$CG3970),0)))","v":0},{"$f":"IF($B3956>$F3956,0,IF($C3956>$G3956,0,ROUND(((($F3956-$B3956)/100)*(IF('DBH-Upgrade'!$K$6='DBH-Upgrade'!$K$8,$BZ3970,($BE3956/(($F3956-18)/100))))*$CH3970)+((($B3956-18)/100)*$CA3970*$CD3970*$CG3970),0)))","v":0},{"$f":"IF($B3956>$F3956,0,IF($C3956>$G3956,0,ROUND(((($F3956-$B3956)/100)*(IF('DBH-Upgrade'!$K$6='DBH-Upgrade'!$K$8,$BZ3970,($BE3956/(($F3956-18)/100))))*$CH3970)+((($B3956-18)/100)*$CA3970*$CG3970),0)))","v":0},297,0,0,0,0.71972144060136589,0,0,0,3.969E-4,1.7345999999999999,2,3.6734700000000002E-4,{"$f":"IF($B3956>$F3956,0,IF($C3956>$G3956,0,ROUND((((($F3956-$B3956)/100)*IF('DBH-Upgrade'!$K$6='DBH-Upgrade'!$K$8,$CC3970,($BF3956/(($F3956-18)/100))))+((($B3956-18)/100)*$CB3970))*IF($E3956>50,IF($G3956=11,(1-(($E3956-50)*0.005)),IF($G3956=16,(1-(($E3956-50)*0.005)),IF($G3956=21,(1-(($E3956-50)*0.005)),1))),1)*$CE3970,0)))","v":0},{"$f":"IF($B3956>$F3956,0,IF($C3956>$G3956,0,ROUND((((($F3956-$B3956)/100)*IF('DBH-Upgrade'!$K$6='DBH-Upgrade'!$K$8,$CC3970,($BF3956/(($F3956-18)/100))))+((($B3956-18)/100)*$CB3970))*IF($E3956>50,IF($G3956=11,(1-(($E3956-50)*0.005)),IF($G3956=16,(1-(($E3956-50)*0.005)),IF($G3956=21,(1-(($E3956-50)*0.005)),1))),1)*$CD3970,0)))","v":0},{"$f":"IF($B3956>$F3956,0,IF($C3956>$G3956,0,ROUND((((($F3956-$B3956)/100)*IF('DBH-Upgrade'!$K$6='DBH-Upgrade'!$K$8,$CC3970,($BF3956/(($F3956-18)/100))))+((($B3956-18)/100)*$CB3970))*IF($E3956>50,IF($G3956=11,(1-(($E3956-50)*0.005)),IF($G3956=16,(1-(($E3956-50)*0.005)),IF($G3956=21,(1-(($E3956-50)*0.005)),1))),1),0)))","v":0},0.98,0.98,0.98,0,0,0,0,0,0,0,0,0,1.9,5.5,5.9,7.9,null,3833,null,0.9,null,null,0,13.2,15.1,21.85,null,1,1,1,0,0,0,null,0,0,0,1,2298,4062,502,78,0.7585639347228863,0.69425955238573378,null,1,1,0.99999999999999978,0.99999999999999978,null,20]
["3902801115",{"$f":"'DBH-Upgrade'!$K$8-$CL3957","v":50},15,3,90,280,11,11.5,0,26,30,48.9,3346.96,{"$f":"IF($B3957>$F3957,0,IF($C3957>$G3957,0,ROUND((((($F3957-$B3957)/100)*IF('DBH-Upgrade'!$K$6='DBH-Upgrade'!$K$8,$BZ3971,($BE3957/(($F3957-18)/100))))+((($B3957-18)/100)*$CA3971))*$CE3971,0)))","v":0},{"$f":"IF($B3957>$F3957,0,IF($C3957>$G3957,0,ROUND((((($F3957-$B3957)/100)*IF('DBH-Upgrade'!$K$6='DBH-Upgrade'!$K$8,$BZ3971,($BE3957/(($F3957-18)/100))))+((($B3957-18)/100)*$CA3971))*$CD3971,0)))","v":0},{"$f":"IF($B3957>$F3957,0,IF($C3957>$G3957,0,ROUND(((($F3957-$B3957)/100)*IF('DBH-Upgrade'!$K$6='DBH-Upgrade'!$K$8,$BZ3971,($BE3957/(($F3957-18)/100))))+((($B3957-18)/100)*$CA3971),0)))","v":0},1.5,1.1000000000000001,1.1000000000000001,1.1000000000000001,3347,{"$f":"IF($B3957>$F3957,0,IF($C3957>$G3957,0,ROUND(((($F3957-$B3957)/100)*(IF('DBH-Upgrade'!$K$6='DBH-Upgrade'!$K$8,$BZ3971,($BE3957/(($F3957-18)/100))))*$CH3971)+((($B3957-18)/100)*$CA3971*$CE3971*$CG3971),0)))","v":0},{"$f":"IF($B3957>$F3957,0,IF($C3957>$G3957,0,ROUND(((($F3957-$B3957)/100)*(IF('DBH-Upgrade'!$K$6='DBH-Upgrade'!$K$8,$BZ3971,($BE3957/(($F3957-18)/100))))*$CH3971)+((($B3957-18)/100)*$CA3971*$CD3971*$CG3971),0)))","v":0},{"$f":"IF($B3957>$F3957,0,IF($C3957>$G3957,0,ROUND(((($F3957-$B3957)/100)*(IF('DBH-Upgrade'!$K$6='DBH-Upgrade'!$K$8,$BZ3971,($BE3957/(($F3957-18)/100))))*$CH3971)+((($B3957-18)/100)*$CA3971*$CG3971),0)))","v":0},288,0,0,0,1.2293415875272564,0,0,0,3.969E-4,1.7345999999999999,4,5.7428799999999995E-4,{"$f":"IF($B3957>$F3957,0,IF($C3957>$G3957,0,ROUND((((($F3957-$B3957)/100)*IF('DBH-Upgrade'!$K$6='DBH-Upgrade'!$K$8,$CC3971,($BF3957/(($F3957-18)/100))))+((($B3957-18)/100)*$CB3971))*IF($E3957>50,IF($G3957=11,(1-(($E3957-50)*0.005)),IF($G3957=16,(1-(($E3957-50)*0.005)),IF($G3957=21,(1-(($E3957-50)*0.005)),1))),1)*$CE3971,0)))","v":0},{"$f":"IF($B3957>$F3957,0,IF($C3957>$G3957,0,ROUND((((($F3957-$B3957)/100)*IF('DBH-Upgrade'!$K$6='DBH-Upgrade'!$K$8,$CC3971,($BF3957/(($F3957-18)/100))))+((($B3957-18)/100)*$CB3971))*IF($E3957>50,IF($G3957=11,(1-(($E3957-50)*0.005)),IF($G3957=16,(1-(($E3957-50)*0.005)),IF($G3957=21,(1-(($E3957-50)*0.005)),1))),1)*$CD3971,0)))","v":0},{"$f":"IF($B3957>$F3957,0,IF($C3957>$G3957,0,ROUND((((($F3957-$B3957)/100)*IF('DBH-Upgrade'!$K$6='DBH-Upgrade'!$K$8,$CC3971,($BF3957/(($F3957-18)/100))))+((($B3957-18)/100)*$CB3971))*IF($E3957>50,IF($G3957=11,(1-(($E3957-50)*0.005)),IF($G3957=16,(1-(($E3957-50)*0.005)),IF($G3957=21,(1-(($E3957-50)*0.005)),1))),1),0)))","v":0},0.95,0.95,0.95,0,0,0,0,0,0,0,0,0,3.7,5.5,5.9,7.9,null,4922,null,0.68,null,null,0,13.2,15.1,21.85,null,1,1,1,0,0,0,null,0,0,0,1,2489,6098,791,92,0.68521071868549555,0.65780685179925613,null,1,1,0.99999999999999978,0.99999999999999978,null,20]
["3902801515",{"$f":"'DBH-Upgrade'!$K$8-$CL3958","v":70},15,3,90,280,15,16.5,0,26,30,48.9,4748.8,{"$f":"IF($B3958>$F3958,0,IF($C3958>$G3958,0,ROUND((((($F3958-$B3958)/100)*IF('DBH-Upgrade'!$K$6='DBH-Upgrade'!$K$8,$BZ3972,($BE3958/(($F3958-18)/100))))+((($B3958-18)/100)*$CA3972))*$CE3972,0)))","v":3341},{"$f":"IF($B3958>$F3958,0,IF($C3958>$G3958,0,ROUND((((($F3958-$B3958)/100)*IF('DBH-Upgrade'!$K$6='DBH-Upgrade'!$K$8,$BZ3972,($BE3958/(($F3958-18)/100))))+((($B3958-18)/100)*$CA3972))*$CD3972,0)))","v":3415},{"$f":"IF($B3958>$F3958,0,IF($C3958>$G3958,0,ROUND(((($F3958-$B3958)/100)*IF('DBH-Upgrade'!$K$6='DBH-Upgrade'!$K$8,$BZ3972,($BE3958/(($F3958-18)/100))))+((($B3958-18)/100)*$CA3972),0)))","v":5075},1.5,1.08,1.08,1.08,4749,{"$f":"IF($B3958>$F3958,0,IF($C3958>$G3958,0,ROUND(((($F3958-$B3958)/100)*(IF('DBH-Upgrade'!$K$6='DBH-Upgrade'!$K$8,$BZ3972,($BE3958/(($F3958-18)/100))))*$CH3972)+((($B3958-18)/100)*$CA3972*$CE3972*$CG3972),0)))","v":4500},{"$f":"IF($B3958>$F3958,0,IF($C3958>$G3958,0,ROUND(((($F3958-$B3958)/100)*(IF('DBH-Upgrade'!$K$6='DBH-Upgrade'!$K$8,$BZ3972,($BE3958/(($F3958-18)/100))))*$CH3972)+((($B3958-18)/100)*$CA3972*$CD3972*$CG3972),0)))","v":4525},{"$f":"IF($B3958>$F3958,0,IF($C3958>$G3958,0,ROUND(((($F3958-$B3958)/100)*(IF('DBH-Upgrade'!$K$6='DBH-Upgrade'!$K$8,$BZ3972,($BE3958/(($F3958-18)/100))))*$CH3972)+((($B3958-18)/100)*$CA3972*$CG3972),0)))","v":5075},408,387,389,436,1.0969230553422198,0.99145112914790623,1.0012746976571101,1.2455262429059895,2.0829999999999999E-4,1.724,2,4.6182900000000003E-4,{"$f":"IF($B3958>$F3958,0,IF($C3958>$G3958,0,ROUND((((($F3958-$B3958)/100)*IF('DBH-Upgrade'!$K$6='DBH-Upgrade'!$K$8,$CC3972,($BF3958/(($F3958-18)/100))))+((($B3958-18)/100)*$CB3972))*IF($E3958>50,IF($G3958=11,(1-(($E3958-50)*0.005)),IF($G3958=16,(1-(($E3958-50)*0.005)),IF($G3958=21,(1-(($E3958-50)*0.005)),1))),1)*$CE3972,0)))","v":238},{"$f":"IF($B3958>$F3958,0,IF($C3958>$G3958,0,ROUND((((($F3958-$B3958)/100)*IF('DBH-Upgrade'!$K$6='DBH-Upgrade'!$K$8,$CC3972,($BF3958/(($F3958-18)/100))))+((($B3958-18)/100)*$CB3972))*IF($E3958>50,IF($G3958=11,(1-(($E3958-50)*0.005)),IF($G3958=16,(1-(($E3958-50)*0.005)),IF($G3958=21,(1-(($E3958-50)*0.005)),1))),1)*$CD3972,0)))","v":244},{"$f":"IF($B3958>$F3958,0,IF($C3958>$G3958,0,ROUND((((($F3958-$B3958)/100)*IF('DBH-Upgrade'!$K$6='DBH-Upgrade'!$K$8,$CC3972,($BF3958/(($F3958-18)/100))))+((($B3958-18)/100)*$CB3972))*IF($E3958>50,IF($G3958=11,(1-(($E3958-50)*0.005)),IF($G3958=16,(1-(($E3958-50)*0.005)),IF($G3958=21,(1-(($E3958-50)*0.005)),1))),1),0)))","v":362},1.01,1.01,1.01,151,155,230,65,67,99,3.3597611912174655E-2,3.5568858817168564E-2,7.4257020233768151E-2,2.8,5.5,5.9,7.9,null,5936,null,0.8,null,null,0,13.2,15.1,21.85,null,1,1,1,151,155,230,null,0,0,0,1,{"$error":"#VALUE!"},0,0,{"$error":"#VALUE!"},0.75027509009945204,0.68488673514658593,null,1,1,0.99999999999999978,0.99999999999999978,null,0]
["3902801615",{"$f":"'DBH-Upgrade'!$K$8-$CL3959","v":70},15,3,90,280,16,16.5,0,26,30,48.9,4942.92,{"$f":"IF($B3959>$F3959,0,IF($C3959>$G3959,0,ROUND((((($F3959-$B3959)/100)*IF('DBH-Upgrade'!$K$6='DBH-Upgrade'!$K$8,$BZ3973,($BE3959/(($F3959-18)/100))))+((($B3959-18)/100)*$CA3973))*$CE3973,0)))","v":6096},{"$f":"IF($B3959>$F3959,0,IF($C3959>$G3959,0,ROUND((((($F3959-$B3959)/100)*IF('DBH-Upgrade'!$K$6='DBH-Upgrade'!$K$8,$BZ3973,($BE3959/(($F3959-18)/100))))+((($B3959-18)/100)*$CA3973))*$CD3973,0)))","v":6233},{"$f":"IF($B3959>$F3959,0,IF($C3959>$G3959,0,ROUND(((($F3959-$B3959)/100)*IF('DBH-Upgrade'!$K$6='DBH-Upgrade'!$K$8,$BZ3973,($BE3959/(($F3959-18)/100))))+((($B3959-18)/100)*$CA3973),0)))","v":9262},1.5,1.1000000000000001,1.1000000000000001,1.1000000000000001,4943,{"$f":"IF($B3959>$F3959,0,IF($C3959>$G3959,0,ROUND(((($F3959-$B3959)/100)*(IF('DBH-Upgrade'!$K$6='DBH-Upgrade'!$K$8,$BZ3973,($BE3959/(($F3959-18)/100))))*$CH3973)+((($B3959-18)/100)*$CA3973*$CE3973*$CG3973),0)))","v":8420},{"$f":"IF($B3959>$F3959,0,IF($C3959>$G3959,0,ROUND(((($F3959-$B3959)/100)*(IF('DBH-Upgrade'!$K$6='DBH-Upgrade'!$K$8,$BZ3973,($BE3959/(($F3959-18)/100))))*$CH3973)+((($B3959-18)/100)*$CA3973*$CD3973*$CG3973),0)))","v":8457},{"$f":"IF($B3959>$F3959,0,IF($C3959>$G3959,0,ROUND(((($F3959-$B3959)/100)*(IF('DBH-Upgrade'!$K$6='DBH-Upgrade'!$K$8,$BZ3973,($BE3959/(($F3959-18)/100))))*$CH3973)+((($B3959-18)/100)*$CA3973*$CG3973),0)))","v":9262},425,724,727,797,3.202556136483818,9.0013727788752664,9.0740004619629797,10.849524916894591,2.0829999999999999E-4,1.724,4,1.392796E-3,{"$f":"IF($B3959>$F3959,0,IF($C3959>$G3959,0,ROUND((((($F3959-$B3959)/100)*IF('DBH-Upgrade'!$K$6='DBH-Upgrade'!$K$8,$CC3973,($BF3959/(($F3959-18)/100))))+((($B3959-18)/100)*$CB3973))*IF($E3959>50,IF($G3959=11,(1-(($E3959-50)*0.005)),IF($G3959=16,(1-(($E3959-50)*0.005)),IF($G3959=21,(1-(($E3959-50)*0.005)),1))),1)*$CE3973,0)))","v":281},{"$f":"IF($B3959>$F3959,0,IF($C3959>$G3959,0,ROUND((((($F3959-$B3959)/100)*IF('DBH-Upgrade'!$K$6='DBH-Upgrade'!$K$8,$CC3973,($BF3959/(($F3959-18)/100))))+((($B3959-18)/100)*$CB3973))*IF($E3959>50,IF($G3959=11,(1-(($E3959-50)*0.005)),IF($G3959=16,(1-(($E3959-50)*0.005)),IF($G3959=21,(1-(($E3959-50)*0.005)),1))),1)*$CD3973,0)))","v":288},{"$f":"IF($B3959>$F3959,0,IF($C3959>$G3959,0,ROUND((((($F3959-$B3959)/100)*IF('DBH-Upgrade'!$K$6='DBH-Upgrade'!$K$8,$CC3973,($BF3959/(($F3959-18)/100))))+((($B3959-18)/100)*$CB3973))*IF($E3959>50,IF($G3959=11,(1-(($E3959-50)*0.005)),IF($G3959=16,(1-(($E3959-50)*0.005)),IF($G3959=21,(1-(($E3959-50)*0.005)),1))),1),0)))","v":428},0.95,0.95,0.95,248,254,377,107,109,162,0.22464127511866464,0.23275585039001781,0.49798272720736986,5.6,5.5,5.9,7.9,null,7269,null,0.68,null,null,0,13.2,15.1,21.85,null,1,1,1,248,254,377,null,0,0,0,1,{"$error":"#VALUE!"},0,0,{"$error":"#VALUE!"},0.75027509009945204,0.68488673514658593,null,1,1,0.99999999999999978,0.99999999999999978,null,0]
["3902802015",{"$f":"'DBH-Upgrade'!$K$8-$CL3960","v":70},15,3,90,280,20,21.5,0,26,30,48.9,6624,{"$f":"IF($B3960>$F3960,0,IF($C3960>$G3960,0,ROUND((((($F3960-$B3960)/100)*IF('DBH-Upgrade'!$K$6='DBH-Upgrade'!$K$8,$BZ3974,($BE3960/(($F3960-18)/100))))+((($B3960-18)/100)*$CA3974))*$CE3974,0)))","v":4718},{"$f":"IF($B3960>$F3960,0,IF($C3960>$G3960,0,ROUND((((($F3960-$B3960)/100)*IF('DBH-Upgrade'!$K$6='DBH-Upgrade'!$K$8,$BZ3974,($BE3960/(($F3960-18)/100))))+((($B3960-18)/100)*$CA3974))*$CD3974,0)))","v":5209},{"$f":"IF($B3960>$F3960,0,IF($C3960>$G3960,0,ROUND(((($F3960-$B3960)/100)*IF('DBH-Upgrade'!$K$6='DBH-Upgrade'!$K$8,$BZ3974,($BE3960/(($F3960-18)/100))))+((($B3960-18)/100)*$CA3974),0)))","v":6938},1.5,1.08,1.08,1.08,6624,{"$f":"IF($B3960>$F3960,0,IF($C3960>$G3960,0,ROUND(((($F3960-$B3960)/100)*(IF('DBH-Upgrade'!$K$6='DBH-Upgrade'!$K$8,$BZ3974,($BE3960/(($F3960-18)/100))))*$CH3974)+((($B3960-18)/100)*$CA3974*$CE3974*$CG3974),0)))","v":6262},{"$f":"IF($B3960>$F3960,0,IF($C3960>$G3960,0,ROUND(((($F3960-$B3960)/100)*(IF('DBH-Upgrade'!$K$6='DBH-Upgrade'!$K$8,$BZ3974,($BE3960/(($F3960-18)/100))))*$CH3974)+((($B3960-18)/100)*$CA3974*$CD3974*$CG3974),0)))","v":6412},{"$f":"IF($B3960>$F3960,0,IF($C3960>$G3960,0,ROUND(((($F3960-$B3960)/100)*(IF('DBH-Upgrade'!$K$6='DBH-Upgrade'!$K$8,$BZ3974,($BE3960/(($F3960-18)/100))))*$CH3974)+((($B3960-18)/100)*$CA3974*$CG3974),0)))","v":6938},570,539,551,597,1.5686891037836328,1.4078788417424029,1.4691239545331829,1.7156372992094693,1.2760000000000001E-4,1.7219,2,3.76611E-4,{"$f":"IF($B3960>$F3960,0,IF($C3960>$G3960,0,ROUND((((($F3960-$B3960)/100)*IF('DBH-Upgrade'!$K$6='DBH-Upgrade'!$K$8,$CC3974,($BF3960/(($F3960-18)/100))))+((($B3960-18)/100)*$CB3974))*IF($E3960>50,IF($G3960=11,(1-(($E3960-50)*0.005)),IF($G3960=16,(1-(($E3960-50)*0.005)),IF($G3960=21,(1-(($E3960-50)*0.005)),1))),1)*$CE3974,0)))","v":289},{"$f":"IF($B3960>$F3960,0,IF($C3960>$G3960,0,ROUND((((($F3960-$B3960)/100)*IF('DBH-Upgrade'!$K$6='DBH-Upgrade'!$K$8,$CC3974,($BF3960/(($F3960-18)/100))))+((($B3960-18)/100)*$CB3974))*IF($E3960>50,IF($G3960=11,(1-(($E3960-50)*0.005)),IF($G3960=16,(1-(($E3960-50)*0.005)),IF($G3960=21,(1-(($E3960-50)*0.005)),1))),1)*$CD3974,0)))","v":319},{"$f":"IF($B3960>$F3960,0,IF($C3960>$G3960,0,ROUND((((($F3960-$B3960)/100)*IF('DBH-Upgrade'!$K$6='DBH-Upgrade'!$K$8,$CC3974,($BF3960/(($F3960-18)/100))))+((($B3960-18)/100)*$CB3974))*IF($E3960>50,IF($G3960=11,(1-(($E3960-50)*0.005)),IF($G3960=16,(1-(($E3960-50)*0.005)),IF($G3960=21,(1-(($E3960-50)*0.005)),1))),1),0)))","v":425},0.95,0.95,0.95,178,196,261,77,84,112,3.3650153476125599E-2,3.97116574773917E-2,6.8730034170972468E-2,3.7,5.5,5.9,7.9,null,8280,null,0.8,null,null,0,13.2,15.1,21.85,null,1,1,1,178,196,261,null,0,0,0,1,1615,3238,442,63,0.68190440163328403,0.65796861393376183,null,1,1,0.99999999999999978,0.99999999999999978,null,0]
["3902802115",{"$f":"'DBH-Upgrade'!$K$8-$CL3961","v":70},15,3,90,280,21,21.5,0,26,30,48.9,8444.8000000000011,{"$f":"IF($B3961>$F3961,0,IF($C3961>$G3961,0,ROUND((((($F3961-$B3961)/100)*IF('DBH-Upgrade'!$K$6='DBH-Upgrade'!$K$8,$BZ3975,($BE3961/(($F3961-18)/100))))+((($B3961-18)/100)*$CA3975))*$CE3975,0)))","v":5528},{"$f":"IF($B3961>$F3961,0,IF($C3961>$G3961,0,ROUND((((($F3961-$B3961)/100)*IF('DBH-Upgrade'!$K$6='DBH-Upgrade'!$K$8,$BZ3975,($BE3961/(($F3961-18)/100))))+((($B3961-18)/100)*$CA3975))*$CD3975,0)))","v":5651},{"$f":"IF($B3961>$F3961,0,IF($C3961>$G3961,0,ROUND(((($F3961-$B3961)/100)*IF('DBH-Upgrade'!$K$6='DBH-Upgrade'!$K$8,$BZ3975,($BE3961/(($F3961-18)/100))))+((($B3961-18)/100)*$CA3975),0)))","v":8398},1.5,1.05,1.05,1.05,8445,{"$f":"IF($B3961>$F3961,0,IF($C3961>$G3961,0,ROUND(((($F3961-$B3961)/100)*(IF('DBH-Upgrade'!$K$6='DBH-Upgrade'!$K$8,$BZ3975,($BE3961/(($F3961-18)/100))))*$CH3975)+((($B3961-18)/100)*$CA3975*$CE3975*$CG3975),0)))","v":7314},{"$f":"IF($B3961>$F3961,0,IF($C3961>$G3961,0,ROUND(((($F3961-$B3961)/100)*(IF('DBH-Upgrade'!$K$6='DBH-Upgrade'!$K$8,$BZ3975,($BE3961/(($F3961-18)/100))))*$CH3975)+((($B3961-18)/100)*$CA3975*$CD3975*$CG3975),0)))","v":7361},{"$f":"IF($B3961>$F3961,0,IF($C3961>$G3961,0,ROUND(((($F3961-$B3961)/100)*(IF('DBH-Upgrade'!$K$6='DBH-Upgrade'!$K$8,$BZ3975,($BE3961/(($F3961-18)/100))))*$CH3975)+((($B3961-18)/100)*$CA3975*$CG3975),0)))","v":8398},726,629,633,722,3.7770408628184868,2.8694142948843004,2.9044631391268019,3.7372400205125089,1.2760000000000001E-4,1.7219,4,5.1420100000000005E-4,{"$f":"IF($B3961>$F3961,0,IF($C3961>$G3961,0,ROUND((((($F3961-$B3961)/100)*IF('DBH-Upgrade'!$K$6='DBH-Upgrade'!$K$8,$CC3975,($BF3961/(($F3961-18)/100))))+((($B3961-18)/100)*$CB3975))*IF($E3961>50,IF($G3961=11,(1-(($E3961-50)*0.005)),IF($G3961=16,(1-(($E3961-50)*0.005)),IF($G3961=21,(1-(($E3961-50)*0.005)),1))),1)*$CE3975,0)))","v":318},{"$f":"IF($B3961>$F3961,0,IF($C3961>$G3961,0,ROUND((((($F3961-$B3961)/100)*IF('DBH-Upgrade'!$K$6='DBH-Upgrade'!$K$8,$CC3975,($BF3961/(($F3961-18)/100))))+((($B3961-18)/100)*$CB3975))*IF($E3961>50,IF($G3961=11,(1-(($E3961-50)*0.005)),IF($G3961=16,(1-(($E3961-50)*0.005)),IF($G3961=21,(1-(($E3961-50)*0.005)),1))),1)*$CD3975,0)))","v":325},{"$f":"IF($B3961>$F3961,0,IF($C3961>$G3961,0,ROUND((((($F3961-$B3961)/100)*IF('DBH-Upgrade'!$K$6='DBH-Upgrade'!$K$8,$CC3975,($BF3961/(($F3961-18)/100))))+((($B3961-18)/100)*$CB3975))*IF($E3961>50,IF($G3961=11,(1-(($E3961-50)*0.005)),IF($G3961=16,(1-(($E3961-50)*0.005)),IF($G3961=21,(1-(($E3961-50)*0.005)),1))),1),0)))","v":484},0.85,0.85,0.85,271,277,411,117,119,177,0.11735096819160669,0.12116195198519836,0.25653416532890577,7.5,5.5,5.9,7.9,null,10556,null,0.8,null,null,0,13.2,15.1,21.85,null,1,1,1,271,277,411,null,0,0,0,1,3238,4735,725,75,0.68190440163328403,0.65796861393376183,null,1,1,0.99999999999999978,0.99999999999999978,null,0]
["3903001015",{"$f":"'DBH-Upgrade'!$K$8-$CL3962","v":30},15,3,90,300,10,11.5,0,26,30,48.9,3696.3,{"$f":"IF($B3962>$F3962,0,IF($C3962>$G3962,0,ROUND((((($F3962-$B3962)/100)*IF('DBH-Upgrade'!$K$6='DBH-Upgrade'!$K$8,$BZ3976,($BE3962/(($F3962-18)/100))))+((($B3962-18)/100)*$CA3976))*$CE3976,0)))","v":0},{"$f":"IF($B3962>$F3962,0,IF($C3962>$G3962,0,ROUND((((($F3962-$B3962)/100)*IF('DBH-Upgrade'!$K$6='DBH-Upgrade'!$K$8,$BZ3976,($BE3962/(($F3962-18)/100))))+((($B3962-18)/100)*$CA3976))*$CD3976,0)))","v":0},{"$f":"IF($B3962>$F3962,0,IF($C3962>$G3962,0,ROUND(((($F3962-$B3962)/100)*IF('DBH-Upgrade'!$K$6='DBH-Upgrade'!$K$8,$BZ3976,($BE3962/(($F3962-18)/100))))+((($B3962-18)/100)*$CA3976),0)))","v":0},1.5,1.08,1.08,1.08,3696,{"$f":"IF($B3962>$F3962,0,IF($C3962>$G3962,0,ROUND(((($F3962-$B3962)/100)*(IF('DBH-Upgrade'!$K$6='DBH-Upgrade'!$K$8,$BZ3976,($BE3962/(($F3962-18)/100))))*$CH3976)+((($B3962-18)/100)*$CA3976*$CE3976*$CG3976),0)))","v":0},{"$f":"IF($B3962>$F3962,0,IF($C3962>$G3962,0,ROUND(((($F3962-$B3962)/100)*(IF('DBH-Upgrade'!$K$6='DBH-Upgrade'!$K$8,$BZ3976,($BE3962/(($F3962-18)/100))))*$CH3976)+((($B3962-18)/100)*$CA3976*$CD3976*$CG3976),0)))","v":0},{"$f":"IF($B3962>$F3962,0,IF($C3962>$G3962,0,ROUND(((($F3962-$B3962)/100)*(IF('DBH-Upgrade'!$K$6='DBH-Upgrade'!$K$8,$BZ3976,($BE3962/(($F3962-18)/100))))*$CH3976)+((($B3962-18)/100)*$CA3976*$CG3976),0)))","v":0},318,0,0,0,0.85090798634402054,0,0,0,3.969E-4,1.7345999999999999,2,3.6734700000000002E-4,{"$f":"IF($B3962>$F3962,0,IF($C3962>$G3962,0,ROUND((((($F3962-$B3962)/100)*IF('DBH-Upgrade'!$K$6='DBH-Upgrade'!$K$8,$CC3976,($BF3962/(($F3962-18)/100))))+((($B3962-18)/100)*$CB3976))*IF($E3962>50,IF($G3962=11,(1-(($E3962-50)*0.005)),IF($G3962=16,(1-(($E3962-50)*0.005)),IF($G3962=21,(1-(($E3962-50)*0.005)),1))),1)*$CE3976,0)))","v":0},{"$f":"IF($B3962>$F3962,0,IF($C3962>$G3962,0,ROUND((((($F3962-$B3962)/100)*IF('DBH-Upgrade'!$K$6='DBH-Upgrade'!$K$8,$CC3976,($BF3962/(($F3962-18)/100))))+((($B3962-18)/100)*$CB3976))*IF($E3962>50,IF($G3962=11,(1-(($E3962-50)*0.005)),IF($G3962=16,(1-(($E3962-50)*0.005)),IF($G3962=21,(1-(($E3962-50)*0.005)),1))),1)*$CD3976,0)))","v":0},{"$f":"IF($B3962>$F3962,0,IF($C3962>$G3962,0,ROUND((((($F3962-$B3962)/100)*IF('DBH-Upgrade'!$K$6='DBH-Upgrade'!$K$8,$CC3976,($BF3962/(($F3962-18)/100))))+((($B3962-18)/100)*$CB3976))*IF($E3962>50,IF($G3962=11,(1-(($E3962-50)*0.005)),IF($G3962=16,(1-(($E3962-50)*0.005)),IF($G3962=21,(1-(($E3962-50)*0.005)),1))),1),0)))","v":0},0.98,0.98,0.98,{"$f":"IF($B3962>$F3962,0,IF($C3962>$G3962,0,ROUND(((($F3962-$B3962)/100)*($BF3962/(($F3962-18)/100))*$CJ3976)+((($B3962-18)/100)*$CB3976*$CE3976*$CI3976),0)))","v":0},{"$f":"IF($B3962>$F3962,0,IF($C3962>$G3962,0,ROUND(((($F3962-$B3962)/100)*($BF3962/(($F3962-18)/100))*$CJ3976)+((($B3962-18)/100)*$CB3976*$CD3976*$CI3976),0)))","v":0},{"$f":"IF($B3962>$F3962,0,IF($C3962>$G3962,0,ROUND(((($F3962-$B3962)/100)*($BF3962/(($F3962-18)/100))*$CJ3976)+((($B3962-18)/100)*$CB3976*$CI3976),0)))","v":0},0,0,0,0,0,0,2,{"$f":"IF($B3962>$F3962,$BM$1,CT$21)","v":5.5},{"$f":"IF($B3962>$F3962,$BM$1,CU$21)","v":5.9},{"$f":"IF($B3962>$F3962,$BM$1,CV$21)","v":7.9},null,4107,null,{"$f":"IF($G3962=10,$CU$61,IF($G3962=11,$CU$62,IF($G3962=15,$CU$63,IF($G3962=16,$CU$64,IF($G3962=20,$CU$65,IF($G3962=21,$CU$66))))))","v":0.9},null,null,0,{"$f":"IF($B3962>$F3962,$BM$1,CQ$21)","v":13.2},{"$f":"IF($B3962>$F3962,$BM$1,CR$21)","v":15.1},{"$f":"IF($B3962>$F3962,$BM$1,CS$21)","v":21.85},null,1,1,1,0,0,0,null,0,0,0,{"$f":"IF(SUM(BV3962:BX3962)=0,1,0)","v":1},2298,4062,502,78,0.75027509009945204,0.68488673514658593,null,1,1,0.99999999999999978,0.99999999999999978,null,40]
["3903001115",{"$f":"'DBH-Upgrade'!$K$8-$CL3963","v":30},15,3,90,300,11,11.5,0,26,30,48.9,3586.32,{"$f":"IF($B3963>$F3963,0,IF($C3963>$G3963,0,ROUND((((($F3963-$B3963)/100)*IF('DBH-Upgrade'!$K$6='DBH-Upgrade'!$K$8,$BZ3977,($BE3963/(($F3963-18)/100))))+((($B3963-18)/100)*$CA3977))*$CE3977,0)))","v":0},{"$f":"IF($B3963>$F3963,0,IF($C3963>$G3963,0,ROUND((((($F3963-$B3963)/100)*IF('DBH-Upgrade'!$K$6='DBH-Upgrade'!$K$8,$BZ3977,($BE3963/(($F3963-18)/100))))+((($B3963-18)/100)*$CA3977))*$CD3977,0)))","v":0},{"$f":"IF($B3963>$F3963,0,IF($C3963>$G3963,0,ROUND(((($F3963-$B3963)/100)*IF('DBH-Upgrade'!$K$6='DBH-Upgrade'!$K$8,$BZ3977,($BE3963/(($F3963-18)/100))))+((($B3963-18)/100)*$CA3977),0)))","v":0},1.5,1.1000000000000001,1.1000000000000001,1.1000000000000001,3586,{"$f":"IF($B3963>$F3963,0,IF($C3963>$G3963,0,ROUND(((($F3963-$B3963)/100)*(IF('DBH-Upgrade'!$K$6='DBH-Upgrade'!$K$8,$BZ3977,($BE3963/(($F3963-18)/100))))*$CH3977)+((($B3963-18)/100)*$CA3977*$CE3977*$CG3977),0)))","v":0},{"$f":"IF($B3963>$F3963,0,IF($C3963>$G3963,0,ROUND(((($F3963-$B3963)/100)*(IF('DBH-Upgrade'!$K$6='DBH-Upgrade'!$K$8,$BZ3977,($BE3963/(($F3963-18)/100))))*$CH3977)+((($B3963-18)/100)*$CA3977*$CD3977*$CG3977),0)))","v":0},{"$f":"IF($B3963>$F3963,0,IF($C3963>$G3963,0,ROUND(((($F3963-$B3963)/100)*(IF('DBH-Upgrade'!$K$6='DBH-Upgrade'!$K$8,$BZ3977,($BE3963/(($F3963-18)/100))))*$CH3977)+((($B3963-18)/100)*$CA3977*$CG3977),0)))","v":0},308,0,0,0,1.4551211370898052,0,0,0,3.969E-4,1.7345999999999999,4,5.7428799999999995E-4,{"$f":"IF($B3963>$F3963,0,IF($C3963>$G3963,0,ROUND((((($F3963-$B3963)/100)*IF('DBH-Upgrade'!$K$6='DBH-Upgrade'!$K$8,$CC3977,($BF3963/(($F3963-18)/100))))+((($B3963-18)/100)*$CB3977))*IF($E3963>50,IF($G3963=11,(1-(($E3963-50)*0.005)),IF($G3963=16,(1-(($E3963-50)*0.005)),IF($G3963=21,(1-(($E3963-50)*0.005)),1))),1)*$CE3977,0)))","v":0},{"$f":"IF($B3963>$F3963,0,IF($C3963>$G3963,0,ROUND((((($F3963-$B3963)/100)*IF('DBH-Upgrade'!$K$6='DBH-Upgrade'!$K$8,$CC3977,($BF3963/(($F3963-18)/100))))+((($B3963-18)/100)*$CB3977))*IF($E3963>50,IF($G3963=11,(1-(($E3963-50)*0.005)),IF($G3963=16,(1-(($E3963-50)*0.005)),IF($G3963=21,(1-(($E3963-50)*0.005)),1))),1)*$CD3977,0)))","v":0},{"$f":"IF($B3963>$F3963,0,IF($C3963>$G3963,0,ROUND((((($F3963-$B3963)/100)*IF('DBH-Upgrade'!$K$6='DBH-Upgrade'!$K$8,$CC3977,($BF3963/(($F3963-18)/100))))+((($B3963-18)/100)*$CB3977))*IF($E3963>50,IF($G3963=11,(1-(($E3963-50)*0.005)),IF($G3963=16,(1-(($E3963-50)*0.005)),IF($G3963=21,(1-(($E3963-50)*0.005)),1))),1),0)))","v":0},0.95,0.95,0.95,0,0,0,0,0,0,0,0,0,4,5.5,5.9,7.9,null,5274,null,0.68,null,null,0,13.2,15.1,21.85,null,1,1,1,0,0,0,null,0,0,0,1,2489,6098,791,92,0.68190440163328403,0.65796861393376183,null,1,1,0.99999999999999978,0.99999999999999978,null,{"$f":"IF($G3963=10,IF($F3963=280,20,IF($F3963=300,40,0)),IF($G3963=11,IF($F3963=280,20,IF($F3963=300,40,0)),IF($G3963=15,IF($F3963=70,10,IF($F3963=110,10,IF($F3963=180,20,IF($F3963=260,20,IF($F3963=300,20,0))))),IF($G3963=16,IF($F3963=70,10,IF($F3963=110,10,IF($F3963=180,20,IF($F3963=260,20,IF($F3963=300,20,0))))),IF($G3963=20,IF($F3963=70,10,IF($F3963=110,10,IF($F3963=180,20,IF($F3963=260,20,IF($F3963=300,20,0))))),IF($G3963=21,IF($F3963=70,10,IF($F3963=110,10,IF($F3963=180,20,IF($F3963=260,20,IF($F3963=300,20,0))))),\"Error\"))))))","v":40}]
["3903001515",{"$f":"'DBH-Upgrade'!$K$8-$CL3964","v":50},15,3,90,300,15,16.5,0,26,30,48.9,5088,{"$f":"IF($B3964>$F3964,0,IF($C3964>$G3964,0,ROUND((((($F3964-$B3964)/100)*IF('DBH-Upgrade'!$K$6='DBH-Upgrade'!$K$8,$BZ3978,($BE3964/(($F3964-18)/100))))+((($B3964-18)/100)*$CA3978))*$CE3978,0)))","v":3340},{"$f":"IF($B3964>$F3964,0,IF($C3964>$G3964,0,ROUND((((($F3964-$B3964)/100)*IF('DBH-Upgrade'!$K$6='DBH-Upgrade'!$K$8,$BZ3978,($BE3964/(($F3964-18)/100))))+((($B3964-18)/100)*$CA3978))*$CD3978,0)))","v":3414},{"$f":"IF($B3964>$F3964,0,IF($C3964>$G3964,0,ROUND(((($F3964-$B3964)/100)*IF('DBH-Upgrade'!$K$6='DBH-Upgrade'!$K$8,$BZ3978,($BE3964/(($F3964-18)/100))))+((($B3964-18)/100)*$CA3978),0)))","v":5074},1.5,1.08,1.08,1.08,5088,{"$f":"IF($B3964>$F3964,0,IF($C3964>$G3964,0,ROUND(((($F3964-$B3964)/100)*(IF('DBH-Upgrade'!$K$6='DBH-Upgrade'!$K$8,$BZ3978,($BE3964/(($F3964-18)/100))))*$CH3978)+((($B3964-18)/100)*$CA3978*$CE3978*$CG3978),0)))","v":4720},{"$f":"IF($B3964>$F3964,0,IF($C3964>$G3964,0,ROUND(((($F3964-$B3964)/100)*(IF('DBH-Upgrade'!$K$6='DBH-Upgrade'!$K$8,$BZ3978,($BE3964/(($F3964-18)/100))))*$CH3978)+((($B3964-18)/100)*$CA3978*$CD3978*$CG3978),0)))","v":4735},{"$f":"IF($B3964>$F3964,0,IF($C3964>$G3964,0,ROUND(((($F3964-$B3964)/100)*(IF('DBH-Upgrade'!$K$6='DBH-Upgrade'!$K$8,$BZ3978,($BE3964/(($F3964-18)/100))))*$CH3978)+((($B3964-18)/100)*$CA3978*$CG3978),0)))","v":5074},438,406,407,436,1.28572183047255,1.1123061504488965,1.117542411398853,1.2745297185221633,2.0829999999999999E-4,1.724,2,4.6182900000000003E-4,{"$f":"IF($B3964>$F3964,0,IF($C3964>$G3964,0,ROUND((((($F3964-$B3964)/100)*IF('DBH-Upgrade'!$K$6='DBH-Upgrade'!$K$8,$CC3978,($BF3964/(($F3964-18)/100))))+((($B3964-18)/100)*$CB3978))*IF($E3964>50,IF($G3964=11,(1-(($E3964-50)*0.005)),IF($G3964=16,(1-(($E3964-50)*0.005)),IF($G3964=21,(1-(($E3964-50)*0.005)),1))),1)*$CE3978,0)))","v":197},{"$f":"IF($B3964>$F3964,0,IF($C3964>$G3964,0,ROUND((((($F3964-$B3964)/100)*IF('DBH-Upgrade'!$K$6='DBH-Upgrade'!$K$8,$CC3978,($BF3964/(($F3964-18)/100))))+((($B3964-18)/100)*$CB3978))*IF($E3964>50,IF($G3964=11,(1-(($E3964-50)*0.005)),IF($G3964=16,(1-(($E3964-50)*0.005)),IF($G3964=21,(1-(($E3964-50)*0.005)),1))),1)*$CD3978,0)))","v":201},{"$f":"IF($B3964>$F3964,0,IF($C3964>$G3964,0,ROUND((((($F3964-$B3964)/100)*IF('DBH-Upgrade'!$K$6='DBH-Upgrade'!$K$8,$CC3978,($BF3964/(($F3964-18)/100))))+((($B3964-18)/100)*$CB3978))*IF($E3964>50,IF($G3964=11,(1-(($E3964-50)*0.005)),IF($G3964=16,(1-(($E3964-50)*0.005)),IF($G3964=21,(1-(($E3964-50)*0.005)),1))),1),0)))","v":299},1.01,1.01,1.01,93,95,141,40,41,61,1.398140225503044E-2,1.4641115761580666E-2,3.0792183713969142E-2,3,5.5,5.9,7.9,null,6360,null,0.8,null,null,0,13.2,15.1,21.85,null,1,1,1,93,95,141,null,0,0,0,1,{"$error":"#VALUE!"},0,0,{"$error":"#VALUE!"},0.75,0.68,null,1,1,0.99999999999999978,0.99999999999999978,null,20]
["3903001615",{"$f":"'DBH-Upgrade'!$K$8-$CL3965","v":50},15,3,90,300,16,16.5,0,26,30,48.9,5295.84,{"$f":"IF($B3965>$F3965,0,IF($C3965>$G3965,0,ROUND((((($F3965-$B3965)/100)*IF('DBH-Upgrade'!$K$6='DBH-Upgrade'!$K$8,$BZ3979,($BE3965/(($F3965-18)/100))))+((($B3965-18)/100)*$CA3979))*$CE3979,0)))","v":6326},{"$f":"IF($B3965>$F3965,0,IF($C3965>$G3965,0,ROUND((((($F3965-$B3965)/100)*IF('DBH-Upgrade'!$K$6='DBH-Upgrade'!$K$8,$BZ3979,($BE3965/(($F3965-18)/100))))+((($B3965-18)/100)*$CA3979))*$CD3979,0)))","v":6467},{"$f":"IF($B3965>$F3965,0,IF($C3965>$G3965,0,ROUND(((($F3965-$B3965)/100)*IF('DBH-Upgrade'!$K$6='DBH-Upgrade'!$K$8,$BZ3979,($BE3965/(($F3965-18)/100))))+((($B3965-18)/100)*$CA3979),0)))","v":9610},1.5,1.1000000000000001,1.1000000000000001,1.1000000000000001,5296,{"$f":"IF($B3965>$F3965,0,IF($C3965>$G3965,0,ROUND(((($F3965-$B3965)/100)*(IF('DBH-Upgrade'!$K$6='DBH-Upgrade'!$K$8,$BZ3979,($BE3965/(($F3965-18)/100))))*$CH3979)+((($B3965-18)/100)*$CA3979*$CE3979*$CG3979),0)))","v":9092},{"$f":"IF($B3965>$F3965,0,IF($C3965>$G3965,0,ROUND(((($F3965-$B3965)/100)*(IF('DBH-Upgrade'!$K$6='DBH-Upgrade'!$K$8,$BZ3979,($BE3965/(($F3965-18)/100))))*$CH3979)+((($B3965-18)/100)*$CA3979*$CD3979*$CG3979),0)))","v":9115},{"$f":"IF($B3965>$F3965,0,IF($C3965>$G3965,0,ROUND(((($F3965-$B3965)/100)*(IF('DBH-Upgrade'!$K$6='DBH-Upgrade'!$K$8,$BZ3979,($BE3965/(($F3965-18)/100))))*$CH3979)+((($B3965-18)/100)*$CA3979*$CG3979),0)))","v":9610},455,782,784,826,3.7173161404498076,10.614826155512473,10.667584931323699,11.804997742617104,2.0829999999999999E-4,1.724,4,1.392796E-3,{"$f":"IF($B3965>$F3965,0,IF($C3965>$G3965,0,ROUND((((($F3965-$B3965)/100)*IF('DBH-Upgrade'!$K$6='DBH-Upgrade'!$K$8,$CC3979,($BF3965/(($F3965-18)/100))))+((($B3965-18)/100)*$CB3979))*IF($E3965>50,IF($G3965=11,(1-(($E3965-50)*0.005)),IF($G3965=16,(1-(($E3965-50)*0.005)),IF($G3965=21,(1-(($E3965-50)*0.005)),1))),1)*$CE3979,0)))","v":221},{"$f":"IF($B3965>$F3965,0,IF($C3965>$G3965,0,ROUND((((($F3965-$B3965)/100)*IF('DBH-Upgrade'!$K$6='DBH-Upgrade'!$K$8,$CC3979,($BF3965/(($F3965-18)/100))))+((($B3965-18)/100)*$CB3979))*IF($E3965>50,IF($G3965=11,(1-(($E3965-50)*0.005)),IF($G3965=16,(1-(($E3965-50)*0.005)),IF($G3965=21,(1-(($E3965-50)*0.005)),1))),1)*$CD3979,0)))","v":226},{"$f":"IF($B3965>$F3965,0,IF($C3965>$G3965,0,ROUND((((($F3965-$B3965)/100)*IF('DBH-Upgrade'!$K$6='DBH-Upgrade'!$K$8,$CC3979,($BF3965/(($F3965-18)/100))))+((($B3965-18)/100)*$CB3979))*IF($E3965>50,IF($G3965=11,(1-(($E3965-50)*0.005)),IF($G3965=16,(1-(($E3965-50)*0.005)),IF($G3965=21,(1-(($E3965-50)*0.005)),1))),1),0)))","v":336},0.95,0.95,0.95,153,156,232,66,67,100,9.1418299580838858E-2,9.4073116063263712E-2,0.20191747274211833,6,5.5,5.9,7.9,null,7788,null,0.68,null,null,0,13.2,15.1,21.85,null,1,1,1,153,156,232,null,0,0,0,1,{"$error":"#VALUE!"},0,0,{"$error":"#VALUE!"},0.75,0.68,null,1,1,0.99999999999999978,0.99999999999999978,null,20]
["3903002015",{"$f":"'DBH-Upgrade'!$K$8-$CL3966","v":50},15,3,90,300,20,21.5,0,26,30,48.9,{"$f":"BE3966*BG3966","v":7096.8},{"$f":"IF($B3966>$F3966,0,IF($C3966>$G3966,0,ROUND((((($F3966-$B3966)/100)*IF('DBH-Upgrade'!$K$6='DBH-Upgrade'!$K$8,$BZ3980,($BE3966/(($F3966-18)/100))))+((($B3966-18)/100)*$CA3980))*$CE3980,0)))","v":4790},{"$f":"IF($B3966>$F3966,0,IF($C3966>$G3966,0,ROUND((((($F3966-$B3966)/100)*IF('DBH-Upgrade'!$K$6='DBH-Upgrade'!$K$8,$BZ3980,($BE3966/(($F3966-18)/100))))+((($B3966-18)/100)*$CA3980))*$CD3980,0)))","v":5289},{"$f":"IF($B3966>$F3966,0,IF($C3966>$G3966,0,ROUND(((($F3966-$B3966)/100)*IF('DBH-Upgrade'!$K$6='DBH-Upgrade'!$K$8,$BZ3980,($BE3966/(($F3966-18)/100))))+((($B3966-18)/100)*$CA3980),0)))","v":7045},1.5,1.08,1.08,1.08,7097,{"$f":"IF($B3966>$F3966,0,IF($C3966>$G3966,0,ROUND(((($F3966-$B3966)/100)*(IF('DBH-Upgrade'!$K$6='DBH-Upgrade'!$K$8,$BZ3980,($BE3966/(($F3966-18)/100))))*$CH3980)+((($B3966-18)/100)*$CA3980*$CE3980*$CG3980),0)))","v":6629},{"$f":"IF($B3966>$F3966,0,IF($C3966>$G3966,0,ROUND(((($F3966-$B3966)/100)*(IF('DBH-Upgrade'!$K$6='DBH-Upgrade'!$K$8,$BZ3980,($BE3966/(($F3966-18)/100))))*$CH3980)+((($B3966-18)/100)*$CA3980*$CD3980*$CG3980),0)))","v":6721},{"$f":"IF($B3966>$F3966,0,IF($C3966>$G3966,0,ROUND(((($F3966-$B3966)/100)*(IF('DBH-Upgrade'!$K$6='DBH-Upgrade'!$K$8,$BZ3980,($BE3966/(($F3966-18)/100))))*$CH3980)+((($B3966-18)/100)*$CA3980*$CG3980),0)))","v":7045},610,570,578,606,1.8199479741755478,1.5965168257387257,1.6400650950813287,1.7969652326988992,1.2760000000000001E-4,1.7219,2,3.76611E-4,{"$f":"IF($B3966>$F3966,0,IF($C3966>$G3966,0,ROUND((((($F3966-$B3966)/100)*IF('DBH-Upgrade'!$K$6='DBH-Upgrade'!$K$8,$CC3980,($BF3966/(($F3966-18)/100))))+((($B3966-18)/100)*$CB3980))*IF($E3966>50,IF($G3966=11,(1-(($E3966-50)*0.005)),IF($G3966=16,(1-(($E3966-50)*0.005)),IF($G3966=21,(1-(($E3966-50)*0.005)),1))),1)*$CE3980,0)))","v":242},{"$f":"IF($B3966>$F3966,0,IF($C3966>$G3966,0,ROUND((((($F3966-$B3966)/100)*IF('DBH-Upgrade'!$K$6='DBH-Upgrade'!$K$8,$CC3980,($BF3966/(($F3966-18)/100))))+((($B3966-18)/100)*$CB3980))*IF($E3966>50,IF($G3966=11,(1-(($E3966-50)*0.005)),IF($G3966=16,(1-(($E3966-50)*0.005)),IF($G3966=21,(1-(($E3966-50)*0.005)),1))),1)*$CD3980,0)))","v":267},{"$f":"IF($B3966>$F3966,0,IF($C3966>$G3966,0,ROUND((((($F3966-$B3966)/100)*IF('DBH-Upgrade'!$K$6='DBH-Upgrade'!$K$8,$CC3980,($BF3966/(($F3966-18)/100))))+((($B3966-18)/100)*$CB3980))*IF($E3966>50,IF($G3966=11,(1-(($E3966-50)*0.005)),IF($G3966=16,(1-(($E3966-50)*0.005)),IF($G3966=21,(1-(($E3966-50)*0.005)),1))),1),0)))","v":356},0.95,0.95,0.95,109,121,161,47,52,69,1.356111920040365E-2,1.6416409962068446E-2,2.8047447739924306E-2,4,5.5,5.9,7.9,null,8871,null,0.8,null,null,0,13.2,15.1,21.85,null,1,1,1,109,121,161,null,0,0,0,1,1615,3238,442,63,0.68190449384530405,0.65796861393376183,null,1,1,0.99999999999999978,0.99999999999999978,null,20]
["3903002115",{"$f":"'DBH-Upgrade'!$K$8-$CL3967","v":50},15,3,90,300,21,21.5,0,26,30,48.9,9048,{"$f":"IF($B3967>$F3967,0,IF($C3967>$G3967,0,ROUND((((($F3967-$B3967)/100)*IF('DBH-Upgrade'!$K$6='DBH-Upgrade'!$K$8,$BZ3981,($BE3967/(($F3967-18)/100))))+((($B3967-18)/100)*$CA3981))*$CE3981,0)))","v":5380},{"$f":"IF($B3967>$F3967,0,IF($C3967>$G3967,0,ROUND((((($F3967-$B3967)/100)*IF('DBH-Upgrade'!$K$6='DBH-Upgrade'!$K$8,$BZ3981,($BE3967/(($F3967-18)/100))))+((($B3967-18)/100)*$CA3981))*$CD3981,0)))","v":5501},{"$f":"IF($B3967>$F3967,0,IF($C3967>$G3967,0,ROUND(((($F3967-$B3967)/100)*IF('DBH-Upgrade'!$K$6='DBH-Upgrade'!$K$8,$BZ3981,($BE3967/(($F3967-18)/100))))+((($B3967-18)/100)*$CA3981),0)))","v":8174},1.5,1.05,1.05,1.05,9048,{"$f":"IF($B3967>$F3967,0,IF($C3967>$G3967,0,ROUND(((($F3967-$B3967)/100)*(IF('DBH-Upgrade'!$K$6='DBH-Upgrade'!$K$8,$BZ3981,($BE3967/(($F3967-18)/100))))*$CH3981)+((($B3967-18)/100)*$CA3981*$CE3981*$CG3981),0)))","v":7507},{"$f":"IF($B3967>$F3967,0,IF($C3967>$G3967,0,ROUND(((($F3967-$B3967)/100)*(IF('DBH-Upgrade'!$K$6='DBH-Upgrade'!$K$8,$BZ3981,($BE3967/(($F3967-18)/100))))*$CH3981)+((($B3967-18)/100)*$CA3981*$CD3981*$CG3981),0)))","v":7536},{"$f":"IF($B3967>$F3967,0,IF($C3967>$G3967,0,ROUND(((($F3967-$B3967)/100)*(IF('DBH-Upgrade'!$K$6='DBH-Upgrade'!$K$8,$BZ3981,($BE3967/(($F3967-18)/100))))*$CH3981)+((($B3967-18)/100)*$CA3981*$CG3981),0)))","v":8174},778,646,648,703,4.4080442498571832,3.088829477367883,3.1071325312294391,3.6308296155859807,1.2760000000000001E-4,1.7219,4,5.1420100000000005E-4,{"$f":"IF($B3967>$F3967,0,IF($C3967>$G3967,0,ROUND((((($F3967-$B3967)/100)*IF('DBH-Upgrade'!$K$6='DBH-Upgrade'!$K$8,$CC3981,($BF3967/(($F3967-18)/100))))+((($B3967-18)/100)*$CB3981))*IF($E3967>50,IF($G3967=11,(1-(($E3967-50)*0.005)),IF($G3967=16,(1-(($E3967-50)*0.005)),IF($G3967=21,(1-(($E3967-50)*0.005)),1))),1)*$CE3981,0)))","v":254},{"$f":"IF($B3967>$F3967,0,IF($C3967>$G3967,0,ROUND((((($F3967-$B3967)/100)*IF('DBH-Upgrade'!$K$6='DBH-Upgrade'!$K$8,$CC3981,($BF3967/(($F3967-18)/100))))+((($B3967-18)/100)*$CB3981))*IF($E3967>50,IF($G3967=11,(1-(($E3967-50)*0.005)),IF($G3967=16,(1-(($E3967-50)*0.005)),IF($G3967=21,(1-(($E3967-50)*0.005)),1))),1)*$CD3981,0)))","v":260},{"$f":"IF($B3967>$F3967,0,IF($C3967>$G3967,0,ROUND((((($F3967-$B3967)/100)*IF('DBH-Upgrade'!$K$6='DBH-Upgrade'!$K$8,$CC3981,($BF3967/(($F3967-18)/100))))+((($B3967-18)/100)*$CB3981))*IF($E3967>50,IF($G3967=11,(1-(($E3967-50)*0.005)),IF($G3967=16,(1-(($E3967-50)*0.005)),IF($G3967=21,(1-(($E3967-50)*0.005)),1))),1),0)))","v":386},0.85,0.85,0.85,167,170,253,72,73,109,4.8667305116752997E-2,4.9939836120933272E-2,0.10591083397736011,8,5.5,5.9,7.9,null,{"$f":"$BE1337","v":11310},null,0.8,null,null,0,13.2,15.1,21.85,null,1,1,1,167,170,253,null,0,0,0,1,3238,4735,725,75,0.68190449384530405,0.65796861393376183,null,1,1,0.99999999999999978,0.99999999999999978,null,20]
[null,null,null,null,null,null,null,null,null,null,null,null,null,null,null,null,null,null,null,null,null,null,null,null,null,null,null,null,null,null,null,null,null,null,null,null,null,null,null,null,null,null,null,null,null,null,null,null,null,null,null,null,null,null,null,null,null,null,null,null,null,null,null,null,null,null,null,null,null,null,null,null,null,null,null,null,null,2298,4062,502,78,0.75,0.68,null,1,1,0.99999999999999978,0.99999999999999978]
[null,null,null,null,null,null,null,null,null,null,null,null,null,null,null,null,null,null,null,null,null,null,null,null,null,null,null,null,null,null,null,null,null,null,null,null,null,null,null,null,null,null,null,null,null,null,null,null,null,null,null,null,null,null,null,null,null,null,null,null,null,null,null,null,null,null,null,null,null,null,null,null,null,null,null,null,null,2489,6098,791,92,0.68190449384530405,0.65796861393376183,null,1,1,0.99999999999999978,0.99999999999999978]
[null,null,null,null,null,null,null,null,null,null,null,null,null,null,null,null,null,null,null,null,null,null,null,null,null,null,null,null,null,null,null,null,null,null,null,null,null,null,null,null,null,null,null,null,null,null,null,null,null,null,null,null,null,null,null,null,null,null,null,null,null,null,null,null,null,null,null,null,null,null,null,null,null,null,null,null,null,{"$error":"#VALUE!"},0,0,{"$error":"#VALUE!"},0.75077946095441817,0.68,null,1,1,0.99999999999999978,0.99999999999999978]
[null,null,null,null,null,null,null,null,null,null,null,null,null,null,null,null,null,null,null,null,null,null,null,null,null,null,null,null,null,null,null,null,null,null,null,null,null,null,null,null,null,null,null,null,null,null,null,null,null,null,null,null,null,null,null,null,null,null,null,null,null,null,null,null,null,null,null,null,null,null,null,null,null,null,null,null,null,{"$error":"#VALUE!"},0,0,{"$error":"#VALUE!"},0.75077946095441817,0.68,null,1,1,0.99999999999999978,0.99999999999999978]
[null,null,null,null,null,null,null,null,null,null,null,null,null,null,null,null,null,null,null,null,null,null,null,null,null,null,null,null,null,null,null,null,null,null,null,null,null,null,null,null,null,null,null,null,null,null,null,null,null,null,null,null,null,null,null,null,null,null,null,null,null,null,null,null,null,null,null,null,null,null,null,null,null,null,null,null,null,1615,3238,442,63,0.67294243770541662,0.6582099452827469,null,1,1,0.99999999999999978,0.99999999999999978]
[null,null,null,null,null,null,null,null,null,null,null,null,null,null,null,null,null,null,null,null,null,null,null,null,null,null,null,null,null,null,null,null,null,null,null,null,null,null,null,null,null,null,null,null,null,null,null,null,null,null,null,null,null,null,null,null,null,null,null,null,null,null,null,null,null,null,null,null,null,null,null,null,null,null,null,null,null,3238,4735,725,75,0.67294243770541662,0.6582099452827469,null,1,1,0.99999999999999978,0.99999999999999978]
[null,null,null,null,null,null,null,null,null,null,null,null,null,null,null,null,null,null,null,null,null,null,null,null,null,null,null,null,null,null,null,null,null,null,null,null,null,null,null,null,null,null,null,null,null,null,null,null,null,null,null,null,null,null,null,null,null,null,null,null,null,null,null,null,null,null,null,null,null,null,null,null,null,null,null,null,null,2298,4062,502,78,0.75077946095441817,0.68,null,1,1,0.99999999999999978,0.99999999999999978]
[null,null,null,null,null,null,null,null,null,null,null,null,null,null,null,null,null,null,null,null,null,null,null,null,null,null,null,null,null,null,null,null,null,null,null,null,null,null,null,null,null,null,null,null,null,null,null,null,null,null,null,null,null,null,null,null,null,null,null,null,null,null,null,null,null,null,null,null,null,null,null,null,null,null,null,null,null,2489,6098,791,92,0.67294243770541662,0.6582099452827469,null,1,1,0.99999999999999978,0.99999999999999978]
[null,null,null,null,null,null,null,null,null,null,null,null,null,null,null,null,null,null,null,null,null,null,null,null,null,null,null,null,null,null,null,null,null,null,null,null,null,null,null,null,null,null,null,null,null,null,null,null,null,null,null,null,null,null,null,null,null,null,null,null,null,null,null,null,null,null,null,null,null,null,null,null,null,null,null,null,null,{"$error":"#VALUE!"},{"$f":"ROUND(IF($C3962=10,IF($G3962=10,2539,IF($G3962=11,3445,IF($G3962=15,2539*1.3,IF($G3962=16,3445*1.3,IF($G3962=20,(2539*1.45),IF($G3962=21,(3445*1.55))))))),IF($C3962=15,IF($G3962=10,0,IF($G3962=11,0,IF($G3962=15,3238,IF($G3962=16,4735,IF($G3962=20,4062,IF($G3962=21,6098)))))))),0)","v":0},{"$f":"ROUND(IF($C3962=10,IF($G3962=10,352,IF($G3962=11,577,IF($G3962=15,442*1.15,IF($G3962=16,725*1.15,IF($G3962=20,(352*1.3),IF($G3962=21,(577*1.3))))))),IF($C3962=15,IF($G3962=10,0,IF($G3962=11,0,IF($G3962=15,442,IF($G3962=16,725,IF($G3962=20,502,IF($G3962=21,791)))))))),0)","v":0},{"$error":"#VALUE!"},0.75077946095441817,0.68,null,{"$f":"POWER((($S$1-$S$2)/LN(($S$1-$S$3)/($S$2-$S$3)))/((75-65)/LN((75-20)/(65-20))),R3962)","v":1},{"$f":"POWER((($S$1-$S$2)/LN(($S$1-$S$3)/($S$2-$S$3)))/((75-65)/LN((75-20)/(65-20))),Q3962)","v":1},{"$f":"POWER((($AT$1-$AT$2)/LN(($AT$1-$AT$3)/($AT$2-$AT$3)))/((16-18)/LN((16-27)/(18-27))),AP3962)","v":0.99999999999999978},{"$f":"POWER((($AT$1-$AT$2)/LN(($AT$1-$AT$3)/($AT$2-$AT$3)))/((16-18)/LN((16-27)/(18-27))),AP3962)","v":0.99999999999999978}]
[null,null,null,null,null,null,null,null,null,null,null,null,null,null,null,null,null,null,null,null,null,null,null,null,null,null,null,null,null,null,null,null,null,null,null,null,null,null,null,null,null,null,null,null,null,null,null,null,null,null,null,null,null,null,null,null,null,null,null,null,null,null,null,null,null,null,null,null,null,null,null,null,null,null,null,null,null,{"$error":"#VALUE!"},0,0,{"$error":"#VALUE!"},0.75077946095441817,0.68,null,1,1,0.99999999999999978,0.99999999999999978]
[null,null,null,null,null,null,null,null,null,null,null,null,null,null,null,null,null,null,null,null,null,null,null,null,null,null,null,null,null,null,null,null,null,null,null,null,null,null,null,null,null,null,null,null,null,null,null,null,null,null,null,null,null,null,null,null,null,null,null,null,null,null,null,null,null,null,null,null,null,null,null,null,null,null,null,null,null,1615,3238,442,63,0.67294243770541662,0.6582099452827469,null,1,1,0.99999999999999978,0.99999999999999978]
[null,null,null,null,null,null,null,null,null,null,null,null,null,null,null,null,null,null,null,null,null,null,null,null,null,null,null,null,null,null,null,null,null,null,null,null,null,null,null,null,null,null,null,null,null,null,null,null,null,null,null,null,null,null,null,null,null,null,null,null,null,null,null,null,null,null,null,null,null,null,null,null,null,null,null,null,null,3238,4735,725,75,0.67294243770541662,0.6582099452827469,null,1,1,0.99999999999999978,0.99999999999999978]
[null,null,null,null,null,null,null,null,null,null,null,null,null,null,null,null,null,null,null,null,null,null,null,null,null,null,null,null,null,null,null,null,null,null,null,null,null,null,null,null,null,null,null,null,null,null,null,null,null,null,null,null,null,null,null,null,null,null,null,null,null,null,null,null,null,null,null,null,null,null,null,null,null,null,null,null,null,2298,4062,502,78,0.75077946095441817,0.68,null,1,1,0.99999999999999978,0.99999999999999978]
[null,null,null,null,null,null,null,null,null,null,null,null,null,null,null,null,null,null,null,null,null,null,null,null,null,null,null,null,null,null,null,null,null,null,null,null,null,null,null,null,null,null,null,null,null,null,null,null,null,null,null,null,null,null,null,null,null,null,null,null,null,null,null,null,null,null,null,null,null,null,null,null,null,null,null,null,null,2489,6098,791,92,0.67294243770541662,0.6582099452827469,null,1,1,0.99999999999999978,0.99999999999999978]

{"sheet":"NL","index":2,"n_rows":22,"n_cols":10,"rows_kept":22,"cut":false,"hidden":true,"merged":[[12,9,13,9],[12,8,13,8],[12,6,13,6],[12,7,13,7],[14,0,14,1],[15,0,17,0],[0,1,0,5],[8,4,8,6],[9,4,9,6],[10,4,10,6],[12,2,12,3],[12,4,12,5]]}
[null,"Selectiontool Strada Hybrid"]
[]
[null,"Lengte",null,"mm","Invulformulier","Statisch toestel","rel. vocht.","Unit","Kopieer alle data"]
[null,"Hoogte",null,{"$f":"D3","v":"mm"},"Uitvoering","Hybrid toestel","Eenheidsstelsel","DBH set","SI-eenheden"]
[null,"Type",null,null,"Temperaturen","DBH rail type","Toestel",null,"Imperiale-eenheden"]
[null,"Diepte",null,{"$f":"D3","v":"mm"},"Indien de ventilatoren uitgeschakeld zijn, is de afgifte een indicatieve waarde.","Waterzijdig drukverlies"]
[]
[null,"Verwarmen:",null,null,null,null,"Koelen:"]
[null,"Water aanvoer",null,null,{"$f":"B9","v":"Water aanvoer"},null,null,null,{"$f":"D9","v":0}]
[null,"Water retour",null,{"$f":"D9","v":0},{"$f":"B10","v":"Water retour"},null,null,null,{"$f":"D9","v":0}]
[null,"Ruimte (droge bol)",null,{"$f":"D9","v":0},{"$f":"B11","v":"Ruimte (droge bol)"},null,null,null,{"$f":"D9","v":0}]
[]
[null,null,{"$f":"CONCATENATE(B8,\" \",C9,\"/\",C10,\"/\",C11)","v":"Verwarmen: //"},null,{"$f":"CONCATENATE(G8,\" \",H9,\"/\",H10,\"/\",H11)","v":"Koelen: //"},null,"Watervolume","Elektrisch verbruik [W]","Geluidsdrukniveau [dB(A)]****","Geluidsvermogen [dB(A)]****"]
[null,null,"Verwarmvermogen","Waterdebiet","Koelvermogen",{"$f":"D14","v":"Waterdebiet"}]
["Statisch (indicatieve waarde)"]
["EN16430","Ventilatorsnelheid "]
[null,"Ventilatorsnelheid 2"]
[null,"Ventilatorsnelheid 3"]
[null,"Stuurspanning [v]",null,null,null,null,null,null,{"$f":"#REF!","v":{"$error":"#REF!"}}]
["*","Koelvermogen is berekend volgens EN16430 met de ventilatoren naar boven blazend voor alle types."]
["**","Wanneer het watervolume in gallons wordt gegeven, zijn dit imperial gallons."]
["***","Geluidsvermogen volgens ISO 3741:2010, Voor het geluidsdrukniveau is er een aangenomen kamerdemping van 8 dB(A)."]

{"sheet":"EN","index":3,"n_rows":22,"n_cols":10,"rows_kept":22,"cut":false,"hidden":true,"merged":[[12,9,13,9],[12,8,13,8],[12,7,13,7],[12,6,13,6],[14,0,14,1],[15,0,17,0],[0,1,0,5],[8,4,8,6],[9,4,9,6],[10,4,10,6],[12,2,12,3],[12,4,12,5]]}
[null,"Selectiontool Strada Hybrid"]
[]
[null,"Length",null,"mm","Formulary","Static device","rel. humid.","Unit","Copy all data"]
[null,"Heigth",null,{"$f":"D3","v":"mm"},"Version","Hybrid device","Unit conversion","DBH set","SI-units"]
[null,"Type",null,null,"Temperatures","DBH rail type","Device",null,"Imperial-units"]
[null,"Depth",null,{"$f":"D3","v":"mm"},"If the fans are switched off, the output is an indicative value.","Water side pressure loss "]
[]
[null,"Heating:",null,null,null,null,"Cooling:"]
[null,"Supply water",null,null,{"$f":"B9","v":"Supply water"},null,null,null,{"$f":"D9","v":0}]
[null,"Return water",null,{"$f":"D9","v":0},{"$f":"B10","v":"Return water"},null,null,null,{"$f":"D9","v":0}]
[null,"Entering air (dry bulb)",null,{"$f":"D9","v":0},{"$f":"B11","v":"Entering air (dry bulb)"},null,null,null,{"$f":"D9","v":0}]
[]
[null,null,{"$f":"CONCATENATE(B8,\" \",C9,\"/\",C10,\"/\",C11)","v":"Heating: //"},null,{"$f":"CONCATENATE(G8,\" \",H9,\"/\",H10,\"/\",H11)","v":"Cooling: //"},null,"Water volume","Electrical consumption [W]","Sound pressure level [dB(A)]****","Sound power [dB(A)]****"]
[null,null,"Heating capacity","Water flow","Cooling capacity",{"$f":"D14","v":"Water flow"}]
["Fans off (indicative value)"]
["EN16430","Fan speed"]
[null,"Fan speed selection 2"]
[null,"Fan speed selection 3"]
[null,"Fan voltage [V]"]
["*","Cooling power is calcullated according EN16430 with fans blowing up for all heights."]
["**","When the water volume is given in gallons, the units are specifically imperial gallons."]
["***","Soundpower according to ISO 3741:2010, sound pressure level with assumed room damping of 8 dB(A)."]

{"sheet":"FR","index":4,"n_rows":22,"n_cols":10,"rows_kept":22,"cut":false,"hidden":true,"merged":[[12,9,13,9],[12,8,13,8],[12,7,13,7],[12,6,13,6],[14,0,14,1],[15,0,17,0],[0,1,0,5],[8,4,8,6],[9,4,9,6],[10,4,10,6],[12,2,12,3],[12,4,12,5]]}
[null,"Selectiontool Strada Hybrid"]
[]
[null,"Longeur",null,"mm","Formulaire","Appareil statique","hum. rel.","Unité","Copier toutes des données"]
[null,"Hauteur",null,{"$f":"D3","v":"mm"},"Version","Appareil Hybrid","Système unitaire","DBH set","Unités-SI"]
[null,"Type",null,null,"Températures","DBH rail type","Appareil",null,"Unités-Impériales"]
[null,"Profondeur",null,{"$f":"D3","v":"mm"},"Si les ventilateurs sont éteints, la sortie est une valeur indicative.","Perte de charge"]
[]
[null,"Chauffer:",null,null,null,null,"Refroidir:"]
[null,"Entrée de l'eau",null,null,{"$f":"B9","v":"Entrée de l'eau"},null,null,null,{"$f":"D9","v":0}]
[null,"Retour de l'eau",null,{"$f":"D9","v":0},{"$f":"B10","v":"Retour de l'eau"},null,null,null,{"$f":"D9","v":0}]
[null,"Ambiante (bulbe sec)",null,{"$f":"D9","v":0},{"$f":"B11","v":"Ambiante (bulbe sec)"},null,null,null,{"$f":"D9","v":0}]
[]
[null,null,{"$f":"CONCATENATE(B8,\" \",C9,\"/\",C10,\"/\",C11)","v":"Chauffer: //"},null,{"$f":"CONCATENATE(G8,\" \",H9,\"/\",H10,\"/\",H11)","v":"Refroidir: //"},null,"Volume d'eau","Puissance absorbée elec. [W]","Pression sonore [dB(A)]****","Puissance sonore [dB(A)]****"]
[null,null,"Puissance de chauffer","Débit d'eau","Puissance de refroidir",{"$f":"D14","v":"Débit d'eau"}]
["Ventilateur éteint (indicative)"]
["EN16430","Vitesse ventilateur "]
[null,"Vitesse du ventilateur 2"]
[null,"Vitesse du ventilateur 3"]
[null,"Tension ventilateur [V]"]
["*","La puissance de refroidissement est calculée selon EN 16430 avec des ventilateurs qui soufflent pour toutes les hauteurs."]
["**","Lorsque le volume d'eau est donné en gallons, ce sont des gallons impérial."]
["***","Puissance acoustique selon ISO 3741: 2010, niveau de pression acoustique avec un amortissement de la pièce supposé de 8 dB(A)."]

{"sheet":"DE","index":5,"n_rows":22,"n_cols":10,"rows_kept":22,"cut":false,"hidden":true,"merged":[[12,9,13,9],[12,8,13,8],[12,7,13,7],[12,6,13,6],[14,0,14,1],[15,0,17,0],[0,1,0,5],[8,4,8,6],[9,4,9,6],[10,4,10,6],[12,2,12,3],[12,4,12,5]]}
[null,"Selectiontool Strada Hybrid"]
[]
[null,"Länge",null,"mm","Eingabefelder","Statisches Gerät","rel. Luftf.","Unit","Kopieren Sie alle daten"]
[null,"Höhe",null,{"$f":"D3","v":"mm"},"Ausführung","Hybrid Gerät","Einheiten","DBH set","SI-einheiten"]
[null,"Typ",null,null,"Temperaturen","DBH rail typ","Gerät",null,"Imperiale-einheiten"]
[null,"Tiefe",null,{"$f":"D3","v":"mm"},"Wenn die Lüfter ausgeschaltet sind, ist der Ausgang ein Richtwert.","zug. wassers. Druckverlust"]
[]
[null,"Heizen:",null,null,null,null,"Kühlen:"]
[null,"Vorlauf wasser",null,null,{"$f":"B9","v":"Vorlauf wasser"},null,null,null,{"$f":"D9","v":0}]
[null,"Rücklauf wasser",null,{"$f":"D9","v":0},{"$f":"B10","v":"Rücklauf wasser"},null,null,null,{"$f":"D9","v":0}]
[null,"Raum (trocken)",null,{"$f":"D9","v":0},{"$f":"B11","v":"Raum (trocken)"},null,null,null,{"$f":"D9","v":0}]
[]
[null,null,{"$f":"CONCATENATE(B8,\" \",C9,\"/\",C10,\"/\",C11)","v":"Heizen: //"},null,{"$f":"CONCATENATE(G8,\" \",H9,\"/\",H10,\"/\",H11)","v":"Kühlen: //"},null,"Wasservolumen","Elektr. Leistung [W]","Schalldruckpegel [dB(A)]****","Schallleistungspegel [dB(A)]****"]
[null,null,"Heizleistung","Heizmittelstrom","Kühlleistung","Kühlmittelstrom"]
["Lüfter aus (richtwert)"]
["EN16430","Auslegungsstufe "]
[null,"Auslegungsstufe 2"]
[null,"Auslegungsstufe 3"]
[null,"Lufterspannung [V]"]
["*","Die Kühlleistung wird nach EN 16430 berechnet, wobei die Lüfter für alle Höhen hochgehen."]
["**","Wenn das Wasservolumen in Gallonen angegeben ist, sind dies imperiale Gallonen."]
["***","Schallleistung nach ISO 3741: 2010, Schalldruckpegel bei angenommener Raumdämpfung von 8 dB(A)."]

{"sheet":"NR","index":6,"n_rows":22,"n_cols":10,"rows_kept":22,"cut":false,"hidden":true,"merged":[[0,1,0,5],[8,4,8,6],[9,4,9,6],[10,4,10,6],[12,2,12,3],[12,4,12,5],[12,6,13,6],[12,7,13,7],[12,8,13,8],[12,9,13,9],[14,0,14,1],[15,0,17,0]]}
[null,"Selectiontool Strada Hybrid"]
[]
[null,"Lengde",null,"mm","Inngangsskjema","Statisk modell","rel. fuktighet","Unit","Kopier alle data"]
[null,"Høyde",null,{"$f":"D3","v":"mm"},"Versjon","Hybrid modell","Enhetssystem","DBH set","SI-enheter"]
[null,"Type",null,null,"Temperaturer","DBH rail type","Modell",null,"Imperiale-enheter"]
[null,"Bredde",null,{"$f":"D3","v":"mm"},"Hvis viftene er slått av, er utgangen en indikativ verdi.","Trykktap"]
[]
[null,"Varme:",null,null,null,null,"Kjøling:"]
[null,"Tur vann",null,null,{"$f":"B9","v":"Tur vann"},null,null,null,{"$f":"D9","v":0}]
[null,"Retur vann",null,0,{"$f":"B10","v":"Retur vann"},null,null,null,{"$f":"D9","v":0}]
[null,"Rom (tørr pære)",null,0,{"$f":"B11","v":"Rom (tørr pære)"},null,null,null,{"$f":"D9","v":0}]
[]
[null,null,{"$f":"CONCATENATE(B8,\" \",C9,\"/\",C10,\"/\",C11)","v":"Varme: //"},null,{"$f":"CONCATENATE(G8,\" \",H9,\"/\",H10,\"/\",H11)","v":"Kjøling: //"},null,"Vannvolum","Elektrisk effekt [W]","Lydtrykk [dB(A)]****","Lydeffekt [dB(A)]****"]
[null,null,"Varme effekt","Vannmengde","Kjøle effekt",{"$f":"D14","v":"Vannmengde"}]
["Lüfter aus (richtwert)"]
["EN16430","Styresignal"]
[null,"Auslegungsstufe 2"]
[null,"Auslegungsstufe 3"]
[null,"Viftespenning [V]"]
["*","Kjølekapasitet beregnes i henhold til EN16430 med viftene som blåser oppover for alle typer."]
["**","Når vannvolumet er gitt i gallon, er dette imperial gallons."]
["***","Lydeffekt i henhold til ISO 3741: 2010. For lydtrykknivået er det en antatt romdemping på 8 dB (A)."]

{"sheet":"SP","index":7,"n_rows":22,"n_cols":10,"rows_kept":22,"cut":false,"hidden":true,"merged":[[0,1,0,5],[8,4,8,6],[9,4,9,6],[10,4,10,6],[12,2,12,3],[12,4,12,5],[12,6,13,6],[12,7,13,7],[12,8,13,8],[12,9,13,9],[14,0,14,1],[15,0,17,0]]}
[null,"Selectiontool Strada Hybrid"]
[]
[null,"Longitud",null,"mm","Formulary","Dispositivo estático","Hum. Relativa","Unit","Copiar todos los datos"]
[null,"Altura",null,{"$f":"D3","v":"mm"},"Versión","Dispositivo Hybrid","Convers. de unidades","DBH set","Unidades-SI"]
[null,"Tipo",null,null,"Temperaturas","tipo de riel DBH","Despositivo",null,"Unidades-Imperial"]
[null,"Profund.",null,{"$f":"D3","v":"mm"},"La velocidad del ventilador en \"0\" tiene una emisión indicativa.","Pérdida de carga del agua"]
[]
[null,"Calefacción:",null,null,null,null,"Enfriamiento:"]
[null,"Agua impulsión",null,null,{"$f":"B9","v":"Agua impulsión"},null,null,null,{"$f":"D9","v":0}]
[null,"Agua retorno",null,{"$f":"D9","v":0},{"$f":"B10","v":"Agua retorno"},null,null,null,{"$f":"D9","v":0}]
[null,"Ambiente (bulbo seco)",null,{"$f":"D9","v":0},{"$f":"B11","v":"Ambiente (bulbo seco)"},null,null,null,{"$f":"D9","v":0}]
[]
[null,null,{"$f":"CONCATENATE(B8,\" \",C9,\"/\",C10,\"/\",C11)","v":"Calefacción: //"},null,{"$f":"CONCATENATE(G8,\" \",H9,\"/\",H10,\"/\",H11)","v":"Enfriamiento: //"},null,"Volumen de agua","Potencia eléctrica absorbida [W]","Presión sonora [dB(A)]****","Potencia sonora [dB(A)]****"]
[null,null,"Emisión calefacción","Caudal de agua, calefacción","Emisión sensible Frío",{"$f":"D14","v":"Caudal de agua, calefacción"}]
["Fans off (indicative value)"]
["EN16430","Velocidad del ventilador"]
[null,"Fan speed selection 2"]
[null,"Fan speed selection 3"]
[null," Voltaje control [V]"]
["*","La potencia de enfriamiento se calcula según la norma EN 16430 con ventiladores de todas las alturas."]
["**","Cuando el volumen de agua se da en galones, las unidades son específicamente galones imperiales."]
["***","Potencia sonora según ISO 3741: 2010, nivel de presión acústica con una amortiguación ambiental supuesta de 8 dB (A)."]

{"sheet":"SW","index":8,"n_rows":22,"n_cols":10,"rows_kept":22,"cut":false,"hidden":true,"merged":[[0,1,0,5],[8,4,8,6],[9,4,9,6],[10,4,10,6],[12,2,12,3],[12,4,12,5],[12,6,13,6],[12,7,13,7],[12,8,13,8],[12,9,13,9],[14,0,14,1],[15,0,17,0]]}
[null,"Selectiontool Strada Hybrid"]
[]
[null,"Längd",null,"mm","Inngangsskjema","Statisk modell","rel. Fuktighet","Unit","Kopiera all data"]
[null,"Höjd",null,{"$f":"D3","v":"mm"},"Storlek","Hybrid modell","Enhetssystem","DBH set","SI-enheter"]
[null,"Typ",null,null,"Temperaturer","DBH rail typ","Modell",null,"Imperiella-enheter"]
[null,"Djup",null,{"$f":"D3","v":"mm"},"Om fläktarna är avstängda är utgången ett indikationsvärde.","Tryckfall, vatten"]
[]
[null,"Värme:",null,null,null,null,"Kyla:"]
[null,"Tillopp",null,null,{"$f":"B9","v":"Tillopp"},null,null,null,{"$f":"D9","v":0}]
[null,"Retur",null,0,{"$f":"B10","v":"Retur"},null,null,null,{"$f":"D9","v":0}]
[null,"Rum (torr)",null,0,{"$f":"B11","v":"Rum (torr)"},null,null,null,{"$f":"D9","v":0}]
[]
[null,null,{"$f":"CONCATENATE(B8,\" \",C9,\"/\",C10,\"/\",C11)","v":"Värme: //"},null,{"$f":"CONCATENATE(G8,\" \",H9,\"/\",H10,\"/\",H11)","v":"Kyla: //"},null,"Vattenvolym","Effektförbrukning [W]","Ljudtryck [dB(A)]****","Ljudeffekt [dB(A)]****"]
[null,null,"Effekt","Vattenflöde","Kyleffekt",{"$f":"D14","v":"Vattenflöde"}]
["Fans off (indicative value)"]
["EN16430","Fläkthastighet"]
[null,"Fan speed selection 2"]
[null,"Fan speed selection 3"]
[null,"Spänning, Fläkt [V]"]
["*","Kyleffekt är beräknad enligt EN16430 med fläktar blåsandes i riktning uppåt för alla höjder"]
["**","När vattenvolymen är given i gallon avser det Imperiella gallon."]
["***","Ljudeffekt enligt ISO 3741:2010 ljudtryck med antagen ljudreduktion från rummet på 8 dB(A)"]

{"sheet":"TS","index":9,"n_rows":22,"n_cols":10,"rows_kept":22,"cut":false,"hidden":true,"merged":[[0,1,0,5],[8,4,8,6],[9,4,9,6],[10,4,10,6],[12,2,12,3],[12,4,12,5],[12,6,13,6],[12,7,13,7],[12,8,13,8],[12,9,13,9],[14,0,14,1],[15,0,17,0]]}
[null,"Selectiontool Strada Hybrid"]
[]
[null,"Délka",null,"mm","Formulary","Statická jednotka","Relativní vlhkost","Jednotka","Kopírovat všechna data"]
[null,"Výška",null,{"$f":"D3","v":"mm"},"Verze","Hybridní jednotka","Převod jednotek","DBH sada","Mezinárodní (Sl)"]
[null,"Typ",null,null,"Teploty","DBH rail type","Device",null,"Imperiální"]
[null,"Hloubka",null,{"$f":"D3","v":"mm"},"Pokud jsou ventilátory vypnuté, je výkon pouze orientační.","Tlaková ztráta"]
[]
[null,"Topení:",null,null,null,null,"Chlazení:"]
[null,"Voda na přívodu",null,null,{"$f":"B9","v":"Voda na přívodu"},null,null,null,{"$f":"D9","v":0}]
[null,"Voda na zpátečce",null,{"$f":"D9","v":0},{"$f":"B10","v":"Voda na zpátečce"},null,null,null,{"$f":"D9","v":0}]
[null,"\"Suchá\" teplota vzduchu",null,{"$f":"D9","v":0},{"$f":"B11","v":"\"Suchá\" teplota vzduchu"},null,null,null,{"$f":"D9","v":0}]
[]
[null,null,{"$f":"CONCATENATE(B8,\" \",C9,\"/\",C10,\"/\",C11)","v":"Topení: //"},null,{"$f":"CONCATENATE(G8,\" \",H9,\"/\",H10,\"/\",H11)","v":"Chlazení: //"},null,"Objem vody","Elektrický výkon [W]","Akustický tlak [dB(A)]****","Akustický výkon [dB(A)]****"]
[null,null,"Výkon Topení","Průtok vody","Výkon Chlazení","Průtok vody"]
["Fans off (indicative value)"]
["EN16430","Rychlost otáček ventilátoru"]
[null,"Fan speed selection 2"]
[null,"Fan speed selection 3"]
[null,"Napětí ventilárotu [V]"]
["*","Chladicí výkon vypočítán podle EN 16430  s ventilátory, které u všech typů - výšek foukají nahoru."]
["**"]
["***","Akustický výkon podle ISO 3741: 2010, hladina akustického tlaku s předpokládaným útlumem místnosti o 8 dB (A)."]

{"sheet":"ExtraTaal1","index":10,"n_rows":22,"n_cols":10,"rows_kept":22,"cut":false,"hidden":true,"merged":[[0,1,0,5],[8,4,8,6],[9,4,9,6],[10,4,10,6],[12,2,12,3],[12,4,12,5],[12,6,13,6],[12,7,13,7],[12,8,13,8],[12,9,13,9],[14,0,14,1],[15,0,17,0]]}
[null,"Selectiontool Strada Hybrid"]
[]
[null,"Length",null,"mm","Formulary","Static device","rel. humid.","Unit","Copy all data"]
[null,"Heigth",null,{"$f":"D3","v":"mm"},"Version","Hybrid device","Unit conversion","DBH set","SI-units"]
[null,"Type",null,null,"Temperatures","DBH rail type","Device",null,"Imperial-units"]
[null,"Depth",null,{"$f":"D3","v":"mm"},"If the fans are switched off, the output is an indicative value.","Water side pressure loss "]
[]
[null,"Heating:",null,null,null,null,"Cooling:"]
[null,"Supply water",null,null,{"$f":"B9","v":"Supply water"},null,null,null,{"$f":"D9","v":0}]
[null,"Return water",null,{"$f":"D9","v":0},{"$f":"B10","v":"Return water"},null,null,null,{"$f":"D9","v":0}]
[null,"Entering air (dry bulb)",null,{"$f":"D9","v":0},{"$f":"B11","v":"Entering air (dry bulb)"},null,null,null,{"$f":"D9","v":0}]
[]
[null,null,{"$f":"CONCATENATE(B8,\" \",C9,\"/\",C10,\"/\",C11)","v":"Heating: //"},null,{"$f":"CONCATENATE(G8,\" \",H9,\"/\",H10,\"/\",H11)","v":"Cooling: //"},null,"Water volume","Electrical consumption [W]","Sound pressure level [dB(A)]****","Sound power [dB(A)]****"]
[null,null,"Heating capacity","Water flow","Cooling capacity",{"$f":"D14","v":"Water flow"}]
["Fans off (indicative value)"]
["EN16430","Fan speed"]
[null,"Fan speed selection 2"]
[null,"Fan speed selection 3"]
[null,"Fan voltage [V]"]
["*","Cooling power is calcullated according EN16430 with fans blowing up for all heights."]
["**","When the water volume is given in gallons, the units are specifically imperial gallons."]
["***","Soundpower according to ISO 3741:2010, sound pressure level with assumed room damping of 8 dB(A)."]

{"sheet":"ExtraTaal2","index":11,"n_rows":22,"n_cols":10,"rows_kept":22,"cut":false,"hidden":true,"merged":[[0,1,0,5],[8,4,8,6],[9,4,9,6],[10,4,10,6],[12,2,12,3],[12,4,12,5],[12,6,13,6],[12,7,13,7],[12,8,13,8],[12,9,13,9],[14,0,14,1],[15,0,17,0]]}
[null,"Selectiontool Strada Hybrid"]
[]
[null,"Length",null,"mm","Formulary","Static device","rel. humid.","Unit","Copy all data"]
[null,"Heigth",null,{"$f":"D3","v":"mm"},"Version","Hybrid device","Unit conversion","DBH set","SI-units"]
[null,"Type",null,null,"Temperatures","DBH rail type","Device",null,"Imperial-units"]
[null,"Depth",null,{"$f":"D3","v":"mm"},"If the fans are switched off, the output is an indicative value.","Water side pressure loss "]
[]
[null,"Heating:",null,null,null,null,"Cooling:"]
[null,"Supply water",null,null,{"$f":"B9","v":"Supply water"},null,null,null,{"$f":"D9","v":0}]
[null,"Return water",null,{"$f":"D9","v":0},{"$f":"B10","v":"Return water"},null,null,null,{"$f":"D9","v":0}]
[null,"Entering air (dry bulb)",null,{"$f":"D9","v":0},{"$f":"B11","v":"Entering air (dry bulb)"},null,null,null,{"$f":"D9","v":0}]
[]
[null,null,{"$f":"CONCATENATE(B8,\" \",C9,\"/\",C10,\"/\",C11)","v":"Heating: //"},null,{"$f":"CONCATENATE(G8,\" \",H9,\"/\",H10,\"/\",H11)","v":"Cooling: //"},null,"Water volume","Electrical consumption [W]","Sound pressure level [dB(A)]****","Sound power [dB(A)]****"]
[null,null,"Heating capacity","Water flow","Cooling capacity",{"$f":"D14","v":"Water flow"}]
["Fans off (indicative value)"]
["EN16430","Fan speed"]
[null,"Fan speed selection 2"]
[null,"Fan speed selection 3"]
[null,"Fan voltage [V]"]
["*","Cooling power is calcullated according EN16430 with fans blowing up for all heights."]
["**","When the water volume is given in gallons, the units are specifically imperial gallons."]
["***","Soundpower according to ISO 3741:2010, sound pressure level with assumed room damping of 8 dB(A)."]

{"sheet":"ExtraTaal3","index":12,"n_rows":22,"n_cols":10,"rows_kept":22,"cut":false,"hidden":true,"merged":[[0,1,0,5],[8,4,8,6],[9,4,9,6],[10,4,10,6],[12,2,12,3],[12,4,12,5],[12,6,13,6],[12,7,13,7],[12,8,13,8],[12,9,13,9],[14,0,14,1],[15,0,17,0]]}
[null,"Selectiontool Strada Hybrid"]
[]
[null,"Length",null,"mm","Formulary","Static device","rel. humid.","Unit","Copy all data"]
[null,"Heigth",null,{"$f":"D3","v":"mm"},"Version","Hybrid device","Unit conversion","DBH set","SI-units"]
[null,"Type",null,null,"Temperatures","DBH rail type","Device",null,"Imperial-units"]
[null,"Depth",null,{"$f":"D3","v":"mm"},"If the fans are switched off, the output is an indicative value.","Water side pressure loss "]
[]
[null,"Heating:",null,null,null,null,"Cooling:"]
[null,"Supply water",null,null,{"$f":"B9","v":"Supply water"},null,null,null,{"$f":"D9","v":0}]
[null,"Return water",null,{"$f":"D9","v":0},{"$f":"B10","v":"Return water"},null,null,null,{"$f":"D9","v":0}]
[null,"Entering air (dry bulb)",null,{"$f":"D9","v":0},{"$f":"B11","v":"Entering air (dry bulb)"},null,null,null,{"$f":"D9","v":0}]
[]
[null,null,{"$f":"CONCATENATE(B8,\" \",C9,\"/\",C10,\"/\",C11)","v":"Heating: //"},null,{"$f":"CONCATENATE(G8,\" \",H9,\"/\",H10,\"/\",H11)","v":"Cooling: //"},null,"Water volume","Electrical consumption [W]","Sound pressure level [dB(A)]****","Sound power [dB(A)]****"]
[null,null,"Heating capacity","Water flow","Cooling capacity",{"$f":"D14","v":"Water flow"}]
["Fans off (indicative value)"]
["EN16430","Fan speed"]
[null,"Fan speed selection 2"]
[null,"Fan speed selection 3"]
[null,"Fan voltage [V]"]
["*","Cooling power is calcullated according EN16430 with fans blowing up for all heights."]
["**","When the water volume is given in gallons, the units are specifically imperial gallons."]
["***","Soundpower according to ISO 3741:2010, sound pressure level with assumed room damping of 8 dB(A)."]